## Report Tables (hidden)
Capex and Opex Table Rounding | 0 | # of digits to zero
Cost Basis in $'s | 1000
Total Cost in Thousands ($)
| 1 Unit | 10 Units | 50 Units | 100 Units
| Total Cost | Total Cost | Total Cost | Total Cost
Development | 3945 | 8191 | 10161 | 10799
Infrastructure | 1087 | 7608 | 14186 | 33190
Mooring/Foundation | 1264 | 8330 | 37594 | 72750
Device Structural Components | 3817 | 26838 | 118871 | 230967
Power Conversion Chain | 588 | 4723 | 20734 | 39382
Subsystem Integration & Profit Margin | 441 | 3156 | 13961 | 27035
Installation | 5909 | 9082 | 21531 | 37860
Contingency | 1705 | 6793 | 23704 | 45198
Total | 18756 | 74721 | 260742 | 497181
Capex and Opex Table Rounding | 1 | # of digits to zero
Capex
| 1 Unit | 10 Units | 50 Units | 100 Units
| $ / kW | $ / kW | $ / kW | $ / kW
Development | 10950 | 2270 | 560 | 300
Infrastructure | 3020 | 2110 | 790 | 920
Mooring/Foundation | 3510 | 2310 | 2090 | 2020
Device Structural Components | 10590 | 7450 | 6600 | 6410
Power Conversion Chain | 1630 | 1310 | 1150 | 1090
Subsystem Integration & Profit Margin | 1220 | 880 | 770 | 750
Installation | 16400 | 2520 | 1200 | 1050
Contingency | 4730 | 1890 | 1320 | 1250
Total | 52050 | 20740 | 14480 | 13790
Capex
| 10 Units |  | 50 Units |  | 100 Units
| cents/kWh | % | cents/kWh | % | cents/kWh | %
Development | 10.0406 | 19.83% | 2.4912 | 7.397% | 1.3238 | 4.108%
Infrastructure | 9.3264 | 18.42% | 3.478 | 10.33% | 4.0687 | 12.63%
Mooring/Foundation | 10.2118 | 20.17% | 9.2172 | 27.37% | 8.9182 | 27.68%
Device Structural Components | 11.0929 | 21.91% | 9.8265 | 29.18% | 9.5465 | 29.63%
Power Conversion Chain | 7.9235 | 15.65% | 7.0189 | 20.84% | 6.8189 | 21.16%
Subsystem Integration & Profit Margin | 0.81635 | 1.612% | 0.63919 | 1.898% | 0.57527 | 1.785%
Installation | 0.10222 | 0.2019% | 0.060889 | 0.1808% | 0.048711 | 0.1512%
Contingency | 1.1232 | 2.218% | 0.945 | 2.806% | 0.92272 | 2.864%
Total | 50.637 |  | 33.6769 |  | 32.2227
Capex and Opex Table Rounding | 0 | # of digits to zero
Cost Basis in $'s | 1000
Annual Cost in Thousands ($)
| 1 Unit | 10 Units | 50 Units | 100 Units
| Total Cost / yr | Total Cost / yr | Total Cost / yr | Total Cost / yr
Insurance | 262 | 1195 | 2269 | 2206
Environmental Monitoring & Regulatory Compliance | 465 | 2085 | 1785 | 1785
Marine Operations | 76 | 758 | 618 | 1235
Shoreside Operations | 262 | 400 | 455 | 675
Replacement Parts | 64 | 48 | 43 | 42
Consumables | 14 | 135 | 675 | 1350
Total | 1143 | 4621 | 5845 | 7293
Capex and Opex Table Rounding | 1 | # of digits to zero
Opex
| 1 Unit | 10 Units | 50 Units | 100 Units
| $ / kW-yr | $ / kW-yr | $ / kW-yr | $ / kW-yr
Insurance | 730 | 330 | 130 | 60
Environmental Monitoring & Regulatory Compliance | 1290 | 580 | 100 | 50
Marine Operations | 210 | 210 | 30 | 30
Shoreside Operations | 730 | 110 | 30 | 20
Replacement Parts | 180 | 10 | 0 | 0
Consumables | 40 | 40 | 40 | 40
Total | 3180 | 1280 | 330 | 200
Opex
| 10 Units |  | 50 Units |  | 100 Units
| cents/kWh | % | cents/kWh | % | cents/kWh | %
Insurance | 13.5544 | 25.86% | 5.1478 | 38.82% | 2.5026 | 30.25%
Environmental Monitoring & Regulatory Compliance | 23.6541 | 45.12% | 4.0501 | 30.54% | 2.0251 | 24.48%
Marine Operations | 8.5977 | 16.4% | 1.4015 | 10.57% | 1.4015 | 16.94%
Shoreside Operations | 4.5372 | 8.655% | 1.0317 | 7.78% | 0.76537 | 9.251%
Replacement Parts | 0.54679 | 1.043% | 0.098595 | 0.7435% | 0.047541 | 0.5746%
Consumables | 1.5316 | 2.922% | 1.5316 | 11.55% | 1.5316 | 18.51%
Total | 52.4219 |  | 13.2613 |  | 8.2737
Capex & Opex
| 10 Units |  | 50 Units |  | 100 Units
| cents/kWh | % | cents/kWh | % | cents/kWh | %
Device | 30.0445 | 29.15% | 26.7018 | 56.89% | 25.8588 | 63.85%
Infrastructure | 9.3264 | 9.05% | 3.478 | 7.41% | 4.0687 | 10.05%
Development | 10.0406 | 9.743% | 2.4912 | 5.307% | 1.3238 | 3.269%
Installation | 0.10222 | 0.09919% | 0.060889 | 0.1297% | 0.048711 | 0.1203%
Contingency | 1.1232 | 1.09% | 0.945 | 2.013% | 0.92272 | 2.279%
Operation and Maintenance | 52.4219 | 50.87% | 13.2613 | 28.25% | 8.2737 | 20.43%
Total | 103.0589 |  | 46.9383 |  | 40.4964

## Report Graphs
# of Units | 1 | 10 | 50 | 100
Installed Capacity (kW) | 360.28 | 3602.8 | 18014 | 36028
Installed Capacity (MW) | 0.36028 | 3.6028 | 18.014 | 36.028
Sensitvity Graphs
Mean Velocity | Peak Velocity | Avg Power Flux | LCoE
1.2 | 2.2598
1.4 | 2.6364
1.6 | 3.013
1.8 | 3.3897
2 | 3.7663
base case
Value
%
RESULTS
% | Value
10%
50%
90%

## About
RM5 Component Cost and LCOE Calculations Spreadsheet
This spreadsheet was created under the same framework of the ReVision CBS spreadsheets for RM1-4, Particularly RM3. Where cost data is unavailable relationships were created from RM3 as it is a Wave Energy Converter (WEC) with a hydraulic PTO (PCC) design. In order to prevent unesesary discpreancies between the RM projects $ estimates from RM3 were prefered unless other quotes were available. Each tab contains a section of the CBS which includes any and all calculations used for LCOE inputs. There are 3 tabs CBS (COE), CBS ($ per kW), and CBS (Total) that calculate the LCOE estimate for 1, 10, 50, and 100 units. Respectively they list the categories of the CBS as contribution to LCOE, $/kW, and total $.
Any questions on this particular CBS spreadsheet should be directed to:
Scott Jenne
dale.jenne@nrel.gov
303-384-7248
National Renewable Energy Laboratory
Golden, CO 80401

## NEW Report Graphs and Tables
Device Structure
| 1 | 10 | 50 | 100
Surge Frame | 3572.1819 | 2511.6473 | 2224.917 | 2161.5055
Surge Flap | 7022.4824 | 4937.5983 | 4373.9207 | 4249.2613
Fiberglass Tubing | 1956.5588 | 1375.6818 | 1218.6336 | 1183.9018
Upright Support Structures - Side (2) | 1783.3139 | 1253.8711 | 1110.7288 | 1079.0724
Upright Support Structures - Center | 731.0512 | 514.0115 | 455.3319 | 442.3546
Torque Tube | 2551.5585 | 1794.0338 | 1589.2264 | 1543.9325
PCC Breakdown
| 1 | 10 | 50 | 100
Generator | 91.5954 | 80.813 | 74.0394 | 71.2999 | 0.065892
Hydraulic Components | 725.9846 | 661.9816 | 620.6263 | 603.6211
Couplings | 0.91595 | 0.77246 | 0.68572 | 0.65144
Frequency Converter | 203.389 | 96.9169 | 57.7273 | 46.1819
Step up Transformer | 47.1855 | 41.2017 | 37.4757 | 35.9767
Control System | 13.8781 | 12.9773 | 12.3826 | 12.1349
Bearings | 41.6343 | 36.3544 | 33.0668 | 31.7442
Assembly, Testing, & QA | 197.0107 | 172.0268 | 156.4701 | 150.2113
PTO Mount | 262.296 | 184.8369 | 144.7248 | 130.2523
Other | 48.5733 | 23.1457 | 13.7864 | 11.0291
Hydraullic Component Breakdown
name |  | value
Reservoir | Hydraulic Components | 72436.4791
Hydraulic Cylinder | Hydraulic Components | 56000
Plumbing (Including Flex Lines) | Hydraulic Components | 42000
High Pressure Accumulators | Hydraulic Components | 38868
Fluid | Hydraulic Components | 15500
Hydraulic Motor | Hydraulic Components | 14500
Check Valves | Hydraulic Components | 9200
Solenoid Valves | Hydraulic Components | 3345.8042
Low Pressure Filter | Hydraulic Components | 2900
High Pressure Filter | Hydraulic Components | 2850
Valve Subplate | Hydraulic Components | 2457.3427
Pressure Transducers | Hydraulic Components | 788.1119
Releif Valves | Hydraulic Components | 712
Mooring Breakdown
| 1 | 10 | 50 | 100 |  |  |  | 1-Unit Deployment [$/kW] | 10-Unit Deployment [$/kW] | 50-Unit Deployment [$/kW] | 100-Unit Deployment [$/kW]
Mooring lines/chain | 973.9331 | 876.5398 | 876.5398 | 876.5398 |  |  | Mooring lines/chain | 973.9331 | 876.5398 | 876.5398 | 876.5398 | 21.73% | 27.49% | 29.58% | 30.27%
Anchors | 2083.7383 | 1030.174 | 804.9754 | 737.2758 |  |  | Polyester Line | 898.9914 | 809.0922 | 809.0922 | 809.0922 | 20.06% | 25.37% | 27.3% | 27.94%
Buoyancy | 166.5371 | 149.8834 | 149.8834 | 149.8834 |  |  | Wire Rope to Sub-Sea Buoys | 74.9417 | 67.4475 | 67.4475 | 67.4475 | 1.672% | 2.115% | 2.276% | 2.329%
Connecting Hardware (shackles etc.) | 283.9458 | 255.5512 | 255.5512 | 255.5512 |  |  | Anchors | 2083.7383 | 1030.174 | 804.9754 | 737.2758 | 46.49% | 32.31% | 27.16% | 25.46%
[7 empty] | Buoyancy | 166.5371 | 149.8834 | 149.8834 | 149.8834 | 3.716% | 4.7% | 5.058% | 5.176%
[7 empty] | Connecting Hardware (shackles etc.) | 283.9458 | 255.5512 | 255.5512 | 255.5512 | 6.335% | 8.014% | 8.623% | 8.825%
[7 empty] | Total | 4482.0874 | 3188.6882 | 2963.4897 | 2895.79
[12 empty] | 100% | 100% | 100% | 100%
Deployment Strategy
| 1-Unit |  |  | 10-Unit
Operation Detail | No. Days | Vessel Day Rate | Cost | No. Days | Vessel Day Rate | Cost
Mooring Installation (DP-2 Vessel)
Transit (5,000 miles) | 68.745 | 58754.2658 | 4039062 | 68.745 | 58754.2658 | 4039062
Mob/Demob of Vessels | 4 |  | 422000 | 4 |  | 422000
Dockside Support |  |  | 7350 |  |  | 735000
At Dock Landing | 0.37 | 70485 | 26079.45 | 3.6667 | 70485 | 258445
Transit to Site and back | 0.36 | 76610 | 27579.6 | 3.6 | 76610 | 275796
On-Site working | 0.37 | 73810 | 27309.7 | 3.6667 | 73810 | 270636.6667
Total | 73.845 | 279659.2658 | 4549380.75 | 83.6783 | 279659.2658 | 6000939.6667
Cable Shore Landing
Horizontal Drilling |  |  | 667000 |  |  | 767200
Cable Installation (Using Cable Install Vessel)
Mob/Demob CIV | 11 | 66350 | 729850 | 11 | 66350 | 729850
Load Cable | 0.71 | 75625 | 53693.75 | 3.4 | 75625 | 257125
Transit to Site | 2 | 101275 | 202550 | 2 | 101275 | 202550
Install Cable & Surface Lay | 0.55 | 101075 | 55591.25 | 5.5 | 101075 | 555912.5
Cable Burial and S/E | 3.1 | 101075 | 313332.5 | 3.1 | 101075 | 313332.5
Contingency | 1.736 | 87855 | 152516.28 | 2.52 | 87855 | 221394.6
Total | 19.096 | 533255 | 1507533.78 | 27.52 | 533255 | 2280164.6
Device Installation (Same Workboat used for O&M)
Mob/Demob |  |  | 181750 |  |  | 181750
Installation | 1 | 66775 | 66775 | 10 | 66775 | 667750
Contingency | 0.1 | 66775 | 6677.5 | 1 | 66775 | 66775
Total | 1.1 | 133550 | 255202.5 | 11 | 133550 | 916275
Installation Cost Breakdown
| 1 | 10 | 50 | 100
Transport to Staging Site | 82.5747 | 82.5747 | 82.5747 | 82.5747
Cable Shore Landing | 1851.3378 | 212.9455 | 42.5891 | 42.578
Mooring/Foundation System | 8864.865 | 1083.7567 | 392.1373 | 305.6848
Cable Installation | 4184.3393 | 632.8868 | 250.0175 | 202.1588
Device Installation | 708.3449 | 254.323 | 213.9655 | 208.9208
Device Commissioning | 708.3449 | 254.323 | 213.9655 | 208.9208
| 16399.8066 | 2520.8097 | 1195.2495 | 1050.838
Annual O&M Breakdown
| 1 | 10 | 50 | 100
Post-Installation Monitoring | 1290.6628 | 578.7166 | 99.0896 | 49.5448
Insurance | 727.4869 | 331.619 | 125.945 | 61.2279
Marine Operations | 210.3503 | 210.3503 | 34.29 | 34.29
Shoreside Operations | 725.9937 | 111.007 | 25.241 | 18.7253
Replacement Parts | 177.2673 | 13.3777 | 2.4122 | 1.1631
Consumables | 37.4709 | 37.4709 | 37.4709 | 37.4709
LCOE High Level | [7 empty] | cents/kWh | % of Total LCOE
| 1 | 10 | 50 | 100 |  |  | Development | 10.0406 | 6.972%
O&M | 129.5374 | 52.4219 | 13.2613 | 8.2737 |  |  | Manufacturing & Deployment | 69.362 | 48.16%
Contingency | 20.9016 | 8.3272 | 5.8116 | 5.5407 |  |  | Subsystem Integration & Profit Margin | 3.869 | 2.686%
Subsystem Integration & Profit Margin | 5.4002 | 3.869 | 3.4228 | 3.3141 |  |  | Contingency | 8.3272 | 5.782%
Manufacturing & Deployment | 155.2499 | 69.362 | 52.2018 | 50.7694 |  |  | O&M | 52.4219 | 36.4%
Development | 48.3654 | 10.0406 | 2.4912 | 1.3238 |  |  | Total | 144.0207 | 100%
| 359.4545 | 144.0207 | 77.1887 | 69.2217
CapEx Contributions | [7 empty] | cents/kWh | % of Total CapEx
| 1 | 10 | 50 | 100 |  |  | Design | 2.4254 | 2.648%
Contingency | 20.9016 | 8.3272 | 5.8116 | 5.5407 |  |  | Site Assessment | 0.36048 | 0.3935%
Subsystem Integration & Profit Margin | 5.4002 | 3.869 | 3.4228 | 3.3141 |  |  | Permitting and Environmental Compliance | 7.2547 | 7.92%
Installation | 72.431 | 11.1334 | 5.2789 | 4.6411 |  |  | Infrastructure | 9.3264 | 10.18%
PCC | 7.2099 | 5.7903 | 5.0834 | 4.8278 |  |  | Mooring/Foundation | 10.2118 | 11.15%
Device Structural Components | 46.7922 | 32.9002 | 29.1443 | 28.3137 |  |  | Device Structural Components | 32.9002 | 35.92%
Mooring/Foundation | 15.494 | 10.2118 | 9.2172 | 8.9182 |  |  | PCC | 5.7903 | 6.321%
Infrastructure | 13.3228 | 9.3264 | 3.478 | 4.0687 |  |  | Installation | 11.1334 | 12.15%
Permitting and Environmental Compliance | 36.0346 | 7.2547 | 1.3915 | 0.69574 |  |  | Subsystem Integration & Profit Margin | 3.869 | 4.224%
Site Assessment | 2.3777 | 0.36048 | 0.072096 | 0.036048 |  |  | Contingency | 8.3272 | 9.091%
Project Design, Engineering, and Management | 9.9531 | 2.4254 | 1.0276 | 0.59201 |  |  | Total | 91.5988 | 100%
| 229.9171 | 91.5988 | 63.9274 | 60.9481
Opex Contributions to LCOE | [7 empty] | cents/kWh | % of Total OpEx
| 1 | 10 | 50 | 100 |  |  | Marine Operations | 8.5977 | 16.4%
Post-Installation Environmental Monitoring | 52.7538 | 23.6541 | 4.0501 | 2.0251 |  |  | Shoreside Operations | 4.5372 | 8.655%
Insurance | 29.7349 | 13.5544 | 5.1478 | 2.5026 |  |  | Replacement Parts | 0.54679 | 1.043%
Consumables | 1.5316 | 1.5316 | 1.5316 | 1.5316 |  |  | Consumables | 1.5316 | 2.922%
Replacement Parts | 7.2455 | 0.54679 | 0.098595 | 0.047541 |  |  | Insurance | 13.5544 | 25.86%
Shoreside Operations | 29.6738 | 4.5372 | 1.0317 | 0.76537 |  |  | Post-Installation Environmental Monitoring | 23.6541 | 45.12%
Marine Operations | 8.5977 | 8.5977 | 1.4015 | 1.4015 |  |  | Total | 52.4219 | 100%
| 129.5374 | 52.4219 | 13.2613 | 8.2737
LCOE Overview
| 1 | 10 | 50 | 100
Development | 0.48365 | 0.10041 | 0.024912 | 0.013238
Infrastructure | 0.13323 | 0.093264 | 0.03478 | 0.040687
Mooring/Foundation | 0.15494 | 0.10212 | 0.092172 | 0.089182
Device Structural Components | 0.46792 | 0.329 | 0.29144 | 0.28314
PCC | 0.072099 | 0.057903 | 0.050834 | 0.048278
Subsystem Integration & Profit Margin | 0.054002 | 0.03869 | 0.034228 | 0.033141
Installation | 0.72431 | 0.11133 | 0.052789 | 0.046411
Contingency | 0.20902 | 0.083272 | 0.058116 | 0.055407
Annualized OPEX | 1.2954 | 0.52422 | 0.13261 | 0.082737
Total | 3.5945 | 1.4402 | 0.77189 | 0.69222

## Uncertainty
CapEx
CBS Category | Sub-Category (if Applicable) | Result Maturity / Fidelity | Uncertainty
Development | Siting and Scoping | Based on data from similar studies and/or engieering judgement and/or data from PNNL study. | Medium to High
Pre-Installation Studies
Post-Installation Studies
NEPA & Process
Site Assesment
| Design and Engineering | TRL 2 design and analysis | High
Infrastructure | Cables and Connectors | Conceptual layout, generic hardware ID and estimates | Medium
| Dockside and Vessel | Generic for dockside and Generic vessel ID | High
Foundation/ Mooring | N/A | Anchor and Mooring have high fluctuations based on sea-bed. | High
Device Structural Components | All | CAD designs, Conceptual Designs, steel cost estimates. High uncertainty is due to dynamic an fatigue loads not addressed. | High
PCC | All Components | Primarily off the shelf hydraulic components, with custom hydraulic cylinders. Medium uncertainty due to hydraulic cylinder limitations. | Medium
Installation | N/A | Time and Material estimates for a specific resource location which includes labor | Medium to High
Subsystem Integration & Profit Margin | N/A | Assumed to 10% of machine cost | High
Contingency | N/A | Assumed to 10% of machine cost | High
Decommissioning | N/A | Assumed to be same as installation cost | Medium
OpEx
CBS Category | Sub-Category (if Applicable) | Result Maturity / Fidelity | Uncertainty
Marine Operations | N/A | Large Uncertainties with respect to maintenance and a simplified O&M model | High
Shoreside Operations | N/A | Large Uncertainties in failure rates for submersible, hydraulic PCC assemblies. | High
Replacement Parts | N/A | Limted failure rate data, based on original part cost | High
Consumables | N/A | Annual | High
Insurance | N/A | Based on offshore Oil/Gas projects | Low
Post-Installation Environmental Monitoring | N/A | Based on PNNL study | Low to Medium

## Uncertainty2
Uncertainty Matrix for RM5
Uncertainty | Device Performance | Structural Design | PCC Design | Resource Assesment | Environmental Compliance | Economic
Low | Validated model | Validated Model | Validated model or OEM parts | Actual Data | Actual Data | Actual Data
Medium | Model simulation, no scaled test or field data - WEC Performance | Model simulation, no scaled test or field data | Non-validated model simulatio, no test data - Experience lacking submersed PCC's | Validated Model | Validated Model | Model simulation
High | Engineering Judgement - Reliability | Engineering Judgement | Engineering Judgement | Engineering Judgement | Engineering Judgement | Data from similar renewable energy technology, M&D, O&M
Very High | Issue not addressed - Array Wake Effects | Issue not addressed - dynamic loads and fatigue | Issue not addressed | Issue not addressed | Issue not addressed | Issue not addressed

## Performance & Economics
Device Performance and Financing
Note: Inputs shown in green
Power Conversion System Parameters
PTO Efficiency
| Rated Power | 360 | kW
Array Parameters
| Array/Turbine Availability | 98%
| Transmission Efficiency | 95%
Energy Extraction
| Average Extracted Power | 131.8049 | kW
| Average Electric Power | 108.08 | kW
| Rated Electric Power | 360.28 | kW
| Machine Capacity Factor | 30%
| Annual Output | 881.4529 | MWh/year
| # of US homes equivalent | 83.1385
Financial Variables (as per DOE LCOE Guidance Document)
r - Real Discount Rate |  |  | 0.07
i - Inflation Rate |  |  | 0.025
τ - Composite Federal-State Tax Rate |  |  | 0.396
N - Project Economic Life |  |  | 20
Depreciate Schedule [MACRS] |  |  | 5 Year
MACRS Depreciation |  | Year 1 | 20% | 1 | 0.072213
|  | Year 2 | 32% | 2 | 0.10535
|  | Year 3 | 19.2% | 3 | 0.057633
|  | Year 4 | 11.52% | 4 | 0.03153
|  | Year 5 | 11.52% | 5 | 0.028748
|  | Year 6 | 5.76% | 6 | 0.013106
D - Present Value of Depreciation Tax Shield |  |  | 0.30858
FCR - Fixed Charge Rate
Fixed Charge Rate |  |  | 0.10806

## CBS (CoE)
Plant Rated Capacity (kW) | [5 empty] | 360.28 |  | 3602.8 |  | 18014 |  | 36028
MWh/Year | [5 empty] | 881.4529 |  | 8814.5292 |  | 44072.6462 |  | 88145.2925
Cost Breakdown Structure for OWC Rated at 373 kW | [5 empty] | Units
[5 empty] | Weight (tonnes) | 1 | in% | 10 | in% | 50 | in % | 100 | in %
1 | Capex
1.1 |  | Development |  |  |  | 48.3654 | 21.04% | 10.0406 | 10.96% | 2.4912 | 3.897% | 1.3238 | 2.172%
1.1.1 |  |  | Permitting and Environmental Compliance |  |  | 36.0346 | 15.67% | 7.2547 | 7.92% | 1.3915 | 2.177% | 0.69574 | 1.142%
1.1.1.1 |  |  |  | Siting & Scoping |  | 4.1067 | 1.786% | 0.51609 | 0.5634% | 0.10444 | 0.1634% | 0.052222 | 0.08568%
1.1.1.2 |  |  |  | Pre-Installation Studies |  | 14.8882 | 6.475% | 2.9139 | 3.181% | 0.56868 | 0.8896% | 0.28434 | 0.4665%
1.1.1.3 |  |  |  | Post-Installation Studies |  | 5.7003 | 2.479% | 2.5559 | 2.79% | 0.43764 | 0.6846% | 0.21882 | 0.359%
1.1.1.4 |  |  |  | NEPA & Process |  | 11.3393 | 4.932% | 1.2688 | 1.385% | 0.28073 | 0.4391% | 0.14036 | 0.2303%
1.1.2 |  |  | Site Assessment |  |  | 2.3777 | 1.034% | 0.36048 | 0.3935% | 0.072096 | 0.1128% | 0.036048 | 0.05915%
1.1.3 |  |  | Project Design, Engineering, and Management |  |  | 9.9531 | 4.329% | 2.4254 | 2.648% | 1.0276 | 1.607% | 0.59201 | 0.9713%
1.2 |  | Infrastructure |  |  |  | 13.3228 | 5.795% | 9.3264 | 10.18% | 3.478 | 5.441% | 4.0687 | 6.676%
1.2.1 |  |  | Subsea Cables |  |  | 12.1116 | 5.268% | 2.1821 | 2.382% | 1.9026 | 2.976% | 2.4395 | 4.003%
1.2.2 |  |  | Terminations and Connectors |  |  | 1.2112 | 0.5268% | 0.21821 | 0.2382% | 0.19026 | 0.2976% | 0.24395 | 0.4003%
1.2.3 |  |  | Dockside Improvements |  |  | 0 | 0% | 0 | 0% | 0 | 0% | 0 | 0%
1.2.4 |  |  | Dedicated O&M Vessel |  |  | 0 | 0% | 6.9262 | 7.561% | 1.3852 | 2.167% | 1.3852 | 2.273%
1.2.5 |  |  | Other |  |  | 0 | 0% | 0 | 0% | 0 | 0% | 0 | 0%
1.3 |  | Mooring/Foundation |  |  |  | 15.494 | 6.739% | 10.2118 | 11.15% | 9.2172 | 14.42% | 8.9182 | 14.63%
1.3.1 |  |  | Mooring lines/chain |  |  | 4.3015 | 1.871% | 3.8713 | 4.226% | 3.8713 | 6.056% | 3.8713 | 6.352%
1.3.2 |  |  | Anchors |  |  | 9.203 | 4.003% | 4.5498 | 4.967% | 3.5552 | 5.561% | 3.2562 | 5.343%
1.3.3 |  |  | Buoyancy |  |  | 0.73552 | 0.3199% | 0.66197 | 0.7227% | 0.66197 | 1.036% | 0.66197 | 1.086%
1.3.4 |  |  | Connecting Hardware (shackles etc.) |  |  | 1.2541 | 0.5454% | 1.1287 | 1.232% | 1.1287 | 1.766% | 1.1287 | 1.852%
1.4 |  | Device Structural Components |  |  | 799.546 | 46.7922 | 20.35% | 32.9002 | 35.92% | 29.1443 | 45.59% | 28.3137 | 46.46%
1.4.1 |  |  | Surge Frame |  | 301 | 15.7768 | 6.862% | 11.0929 | 12.11% | 9.8265 | 15.37% | 9.5465 | 15.66%
1.4.2 |  |  | Surge Flap |  | 498.546 | 31.0153 | 13.49% | 21.8073 | 23.81% | 19.3178 | 30.22% | 18.7672 | 30.79%
1.4.2.1 |  |  | Fiberglass Tubing |  | 71.68 | 8.6413 | 3.758% | 6.0758 | 6.633% | 5.3822 | 8.419% | 5.2288 | 8.579%
1.4.2.2 |  |  | Upright Support Structures - Side (2) |  | 150.266 | 7.8761 | 3.426% | 5.5378 | 6.046% | 4.9056 | 7.674% | 4.7658 | 7.819%
1.4.2.3 |  |  | Upright Support Structures - Center |  | 61.6 | 3.2287 | 1.404% | 2.2702 | 2.478% | 2.011 | 3.146% | 1.9537 | 3.206%
1.4.2.4 |  |  | Torque Tube |  | 215 | 11.2692 | 4.901% | 7.9235 | 8.65% | 7.0189 | 10.98% | 6.8189 | 11.19%
1.5 |  | Power Take Off |  |  | 36.6189 | 7.2099 | 3.136% | 5.7903 | 6.321% | 5.0834 | 7.952% | 4.8278 | 7.921%
1.5.1 |  |  | Generator |  | 0.908 | 0.40454 | 0.1759% | 0.35692 | 0.3897% | 0.327 | 0.5115% | 0.3149 | 0.5167%
1.5.2 |  |  | Hydraulic Components |  | 18.1103 | 3.2064 | 1.395% | 2.9237 | 3.192% | 2.741 | 4.288% | 2.6659 | 4.374%
1.5.3 |  |  | Couplings |  | 0.01 | 0.0040454 | 0.001759% | 0.0034116 | 0.003725% | 0.0030286 | 0.004737% | 0.0028771 | 0.004721%
1.5.4 |  |  | Frequency Converter |  | 1.2005 | 0.89828 | 0.3907% | 0.42804 | 0.4673% | 0.25496 | 0.3988% | 0.20397 | 0.3347%
1.5.5 |  |  | Step up Transformer |  | 1.59 | 0.2084 | 0.09064% | 0.18197 | 0.1987% | 0.16551 | 0.2589% | 0.15889 | 0.2607%
1.5.6 |  |  | Control System |  | 0 | 0.061294 | 0.02666% | 0.057315 | 0.06257% | 0.054689 | 0.08555% | 0.053595 | 0.08794%
1.5.7 |  |  | Bearings |  | 4.3 | 0.18388 | 0.07998% | 0.16056 | 0.1753% | 0.14604 | 0.2285% | 0.1402 | 0.23%
1.5.8 |  |  | Assembly, Testing, & QA |  | 0 | 0.87011 | 0.3784% | 0.75977 | 0.8295% | 0.69106 | 1.081% | 0.66342 | 1.089%
1.5.9 |  |  | PTO Mount |  | 10.5 | 1.1585 | 0.5039% | 0.81635 | 0.8912% | 0.63919 | 0.9999% | 0.57527 | 0.9439%
1.5.10 |  |  | Other |  |  | 0.21453 | 0.09331% | 0.10222 | 0.1116% | 0.060889 | 0.09525% | 0.048711 | 0.07992%
1.6 |  | Subsystem Integration & Profit Margin |  |  |  | 5.4002 | 2.349% | 3.869 | 4.224% | 3.4228 | 5.354% | 3.3141 | 5.438%
1.7 |  | Installation |  |  |  | 72.431 | 31.5% | 11.1334 | 12.15% | 5.2789 | 8.258% | 4.6411 | 7.615%
1.7.1 |  |  | Transport to Staging Site |  |  | 0.3647 | 0.1586% | 0.3647 | 0.3981% | 0.3647 | 0.5705% | 0.3647 | 0.5984%
1.7.2 |  |  | Cable Shore Landing |  |  | 8.1766 | 3.556% | 0.94049 | 1.027% | 0.1881 | 0.2942% | 0.18805 | 0.3085%
1.7.3 |  |  | Mooring/Foundation System |  |  | 39.1524 | 17.03% | 4.7865 | 5.226% | 1.7319 | 2.709% | 1.3501 | 2.215%
1.7.4 |  |  | Cable Installation |  |  | 18.4805 | 8.038% | 2.7952 | 3.052% | 1.1042 | 1.727% | 0.89285 | 1.465%
1.7.5 |  |  | Device Installation |  |  | 3.1285 | 1.361% | 1.1232 | 1.226% | 0.945 | 1.478% | 0.92272 | 1.514%
1.7.6 |  |  | Device Commissioning |  |  | 3.1285 | 1.361% | 1.1232 | 1.226% | 0.945 | 1.478% | 0.92272 | 1.514%
1.8 |  | Decommissioning |  |  |  | 72.431 | 31.5% | 11.1334 | 12.15% | 5.2789 | 8.258% | 4.6411 | 7.615%
1.9 |  | Contingency |  |  |  | 20.9016 | 9.091% | 8.3272 | 9.091% | 5.8116 | 9.091% | 5.5407 | 9.091%
Total Installed Cost (omits Decommissioning) |  |  |  |  | 836.1649 | 229.9171 | 100% | 91.5988 | 100% | 63.9274 | 100% | 60.9481 | 100%
2 | Annualized OPEX |  |  |  |  | 129.5374 | 56.34% | 52.4219 | 57.23% | 13.2613 | 20.74% | 8.2737 | 13.57%
2.1 |  | Insurance |  |  |  | 29.7349 | 12.93% | 13.5544 | 14.8% | 5.1478 | 8.053% | 2.5026 | 4.106%
2.2 |  | Environmental Monitoring and Regulatory Compliance |  |  |  | 52.7538 | 22.94% | 23.6541 | 25.82% | 4.0501 | 6.336% | 2.0251 | 3.323%
2.3 |  | Marine Operations |  |  |  | 8.5977 | 3.739% | 8.5977 | 9.386% | 1.4015 | 2.192% | 1.4015 | 2.3%
2.4 |  | Shoreside Operations |  |  |  | 29.6738 | 12.91% | 4.5372 | 4.953% | 1.0317 | 1.614% | 0.76537 | 1.256%
2.5 |  | Replacement Parts |  |  |  | 7.2455 | 3.151% | 0.54679 | 0.5969% | 0.098595 | 0.1542% | 0.047541 | 0.078%
2.6 |  | Consumables |  |  |  | 1.5316 | 0.6661% | 1.5316 | 1.672% | 1.5316 | 2.396% | 1.5316 | 2.513%
Total Annual OPEX | [5 empty] | 129.5374 | 56.34% | 52.4219 | 57.23% | 13.2613 | 20.74% | 8.2737 | 13.57%
Total LCOE ($/kWh) | [5 empty] | 3.5945 |  | 1.4402 |  | 0.77189 |  | 0.69222

## CBS ($ per kW)
Plant Rated Capacity (kW) | [6 empty] | 360.28 |  | 3602.8 |  | 18014 |  | 36028
Cost Breakdown Structure for RM5 (RM3 CBS Structure) | [6 empty] | Units
[6 empty] | Weight (tonnes) | 1 | in% | 10 | in% | 50 | in % | 100 | in %
1 | Capex
1.1 |  | Development |  |  |  |  | 10950.8815 | 21.04% | 2273.3868 | 10.96% | 564.0505 | 3.897% | 299.7339 | 2.172%
1.1.1 |  |  | Permitting and Environmental Compliance |  |  |  | 8158.9319 | 15.67% | 1642.6113 | 7.92% | 315.0605 | 2.177% | 157.5303 | 1.142%
1.1.1.1 |  |  |  | Siting & Scoping |  |  | 929.8324 | 1.786% | 116.8536 | 0.5634% | 23.6483 | 0.1634% | 11.8241 | 0.08568%
1.1.1.2 |  |  |  | Pre-Installation Studies |  |  | 3370.9892 | 6.475% | 659.7646 | 3.181% | 128.761 | 0.8896% | 64.3805 | 0.4665%
1.1.1.3 |  |  |  | Post-Installation Studies |  |  | 1290.6628 | 2.479% | 578.7166 | 2.79% | 99.0896 | 0.6846% | 49.5448 | 0.359%
1.1.1.4 |  |  |  | NEPA & Process |  |  | 2567.4475 | 4.932% | 287.2766 | 1.385% | 63.5617 | 0.4391% | 31.7808 | 0.2303%
1.1.2 |  |  | Site Assessment |  |  |  | 538.3674 | 1.034% | 81.6201 | 0.3935% | 16.324 | 0.1128% | 8.162 | 0.05915%
1.1.3 |  |  | Project Design, Engineering, and Management |  |  |  | 2253.5821 | 4.329% | 549.1554 | 2.648% | 232.666 | 1.607% | 134.0417 | 0.9713%
1.2 |  | Infrastructure |  |  |  |  | 3016.5427 | 5.795% | 2111.6909 | 10.18% | 787.4986 | 5.441% | 921.2279 | 6.676%
1.2.1 |  |  | Subsea Cables |  |  |  | 2742.3115 | 5.268% | 494.0602 | 2.382% | 430.7761 | 2.976% | 552.3482 | 4.003%
1.2.2 |  |  | Terminations and Connectors |  |  |  | 274.2312 | 0.5268% | 49.406 | 0.2382% | 43.0776 | 0.2976% | 55.2348 | 0.4003%
1.2.3 |  |  | Dockside Improvements |  |  |  | 0 | 0% | 0 | 0% | 0 | 0% | 0 | 0%
1.2.4 |  |  | Dedicated O&M Vessel |  |  |  | 0 | 0% | 1568.2247 | 7.561% | 313.6449 | 2.167% | 313.6449 | 2.273%
1.2.5 |  |  | Other |  |  |  | 0 | 0% | 0 | 0% | 0 | 0% | 0 | 0%
1.3 |  | Mooring/Foundation |  |  |  |  | 3508.1543 | 6.739% | 2312.1484 | 11.15% | 2086.9499 | 14.42% | 2019.2502 | 14.63%
1.3.1 |  |  | Mooring lines/chain |  |  |  | 973.9331 | 1.871% | 876.5398 | 4.226% | 876.5398 | 6.056% | 876.5398 | 6.352%
1.3.2 |  |  | Anchors |  |  |  | 2083.7383 | 4.003% | 1030.174 | 4.967% | 804.9754 | 5.561% | 737.2758 | 5.343%
1.3.3 |  |  | Buoyancy |  |  |  | 166.5371 | 0.3199% | 149.8834 | 0.7227% | 149.8834 | 1.036% | 149.8834 | 1.086%
1.3.4 |  |  | Connecting Hardware (shackles etc.) |  |  |  | 283.9458 | 0.5454% | 255.5512 | 1.232% | 255.5512 | 1.766% | 255.5512 | 1.852%
1.4 |  | Device Structural Components |  |  |  | 799.546 | 10594.6643 | 20.35% | 7449.2456 | 35.92% | 6598.8377 | 45.59% | 6410.7668 | 46.46%
1.4.1 |  |  | Surge Frame |  |  | 301 | 3572.1819 | 6.862% | 2511.6473 | 12.11% | 2224.917 | 15.37% | 2161.5055 | 15.66%
1.4.2 |  |  | Surge Flap |  | 0.66283 | 498.546 | 7022.4824 | 13.49% | 4937.5983 | 23.81% | 4373.9207 | 30.22% | 4249.2613 | 30.79%
1.4.2.1 |  |  | Fiberglass Tubing |  |  | 71.68 | 1956.5588 | 3.758% | 1375.6818 | 6.633% | 1218.6336 | 8.419% | 1183.9018 | 8.579%
1.4.2.2 |  |  | Upright Support Structures - Side (2) |  |  | 215 | 1783.3139 | 3.426% | 1253.8711 | 6.046% | 1110.7288 | 7.674% | 1079.0724 | 7.819%
1.4.2.3 |  |  | Upright Support Structures - Center |  |  |  | 731.0512 | 1.404% | 514.0115 | 2.478% | 455.3319 | 3.146% | 442.3546 | 3.206%
1.4.2.4 |  |  | Torque Tube |  |  |  | 2551.5585 | 4.901% | 1794.0338 | 8.65% | 1589.2264 | 10.98% | 1543.9325 | 11.19%
1.5 |  | Power Take Off |  |  |  | 36.6189 | 1632.463 | 3.136% | 1311.0267 | 6.321% | 1150.9851 | 7.952% | 1093.1028 | 7.921%
1.5.1 |  |  | Generator |  |  | 0.908 | 91.5954 | 0.1759% | 80.813 | 0.3897% | 74.0394 | 0.5115% | 71.2999 | 0.5167%
1.5.2 |  |  | Hydraulic Components |  |  | 18.1103 | 725.9846 | 1.395% | 661.9816 | 3.192% | 620.6263 | 4.288% | 603.6211 | 4.374%
1.5.3 |  |  | Couplings |  |  | 0.01 | 0.91595 | 0.001759% | 0.77246 | 0.003725% | 0.68572 | 0.004737% | 0.65144 | 0.004721%
1.5.4 |  |  | Frequency Converter |  |  | 1.2005 | 203.389 | 0.3907% | 96.9169 | 0.4673% | 57.7273 | 0.3988% | 46.1819 | 0.3347%
1.5.5 |  |  | Step up Transformer |  |  | 1.59 | 47.1855 | 0.09064% | 41.2017 | 0.1987% | 37.4757 | 0.2589% | 35.9767 | 0.2607%
1.5.6 |  |  | Control System |  |  | 0 | 13.8781 | 0.02666% | 12.9773 | 0.06257% | 12.3826 | 0.08555% | 12.1349 | 0.08794%
1.5.7 |  |  | Bearings |  |  | 4.3 | 41.6343 | 0.07998% | 36.3544 | 0.1753% | 33.0668 | 0.2285% | 31.7442 | 0.23%
1.5.8 |  |  | Assembly, Testing, & QA |  |  | 0 | 197.0107 | 0.3784% | 172.0268 | 0.8295% | 156.4701 | 1.081% | 150.2113 | 1.089%
1.5.9 |  |  | PTO Mount |  |  | 10.5 | 262.296 | 0.5039% | 184.8369 | 0.8912% | 144.7248 | 0.9999% | 130.2523 | 0.9439%
1.5.10 |  |  | Other |  |  | 0 | 48.5733 | 0.09331% | 23.1457 | 0.1116% | 13.7864 | 0.09525% | 11.0291 | 0.07992%
1.6 |  | Subsystem Integration & Profit Margin |  |  |  |  | 1222.7127 | 2.349% | 876.0272 | 4.224% | 774.9823 | 5.354% | 750.387 | 5.438%
1.7 |  | Installation |  |  |  |  | 16399.8066 | 31.5% | 2520.8097 | 12.15% | 1195.2495 | 8.258% | 1050.838 | 7.615%
1.7.1 |  |  | Transport to Staging Site |  |  |  | 82.5747 | 0.1586% | 82.5747 | 0.3981% | 82.5747 | 0.5705% | 82.5747 | 0.5984%
1.7.2 |  |  | Cable Shore Landing |  |  |  | 1851.3378 | 3.556% | 212.9455 | 1.027% | 42.5891 | 0.2942% | 42.578 | 0.3085%
1.7.3 |  |  | Mooring/Foundation System |  |  |  | 8864.865 | 17.03% | 1083.7567 | 5.226% | 392.1373 | 2.709% | 305.6848 | 2.215%
1.7.4 |  |  | Cable Installation |  |  |  | 4184.3393 | 8.038% | 632.8868 | 3.052% | 250.0175 | 1.727% | 202.1588 | 1.465%
1.7.5 |  |  | Device Installation |  |  |  | 708.3449 | 1.361% | 254.323 | 1.226% | 213.9655 | 1.478% | 208.9208 | 1.514%
1.7.6 |  |  | Device Commissioning |  |  |  | 708.3449 | 1.361% | 254.323 | 1.226% | 213.9655 | 1.478% | 208.9208 | 1.514%
1.8 |  | Decommissioning |  |  |  |  | 16399.8066 | 31.5% | 2520.8097 | 12.15% | 1195.2495 | 8.258% | 1050.838 | 7.615%
1.9 |  | Contingency |  |  |  |  | 4732.5225 | 9.091% | 1885.4335 | 9.091% | 1315.8554 | 9.091% | 1254.5307 | 9.091%
Total Installed Cost (omits Decommissioning) | [5 empty] | 836.1649 | 52057.7476 | 100% | 20739.7689 | 100% | 14474.4091 | 100% | 13799.8373 | 100%
2 | Annualized OPEX | [5 empty] | 3169.2318 | 6.088% | 1282.5413 | 6.184% | 324.4487 | 2.242% | 202.4219 | 1.467%
2.1 |  | Insurance |  |  |  |  | 727.4869 | 1.397% | 331.619 | 1.599% | 125.945 | 0.8701% | 61.2279 | 0.4437%
2.2 |  | Environmental Monitoring and Regulatory Compliance |  |  |  |  | 1290.6628 | 2.479% | 578.7166 | 2.79% | 99.0896 | 0.6846% | 49.5448 | 0.359%
2.3 |  | Marine Operations |  |  |  |  | 210.3503 | 0.4041% | 210.3503 | 1.014% | 34.29 | 0.2369% | 34.29 | 0.2485%
2.4 |  | Shoreside Operations |  |  |  |  | 725.9937 | 1.395% | 111.007 | 0.5352% | 25.241 | 0.1744% | 18.7253 | 0.1357%
2.5 |  | Replacement Parts |  |  |  |  | 177.2673 | 0.3405% | 13.3777 | 0.0645% | 2.4122 | 0.01667% | 1.1631 | 0.008428%
2.6 |  | Consumables |  |  |  |  | 37.4709 | 0.07198% | 37.4709 | 0.1807% | 37.4709 | 0.2589% | 37.4709 | 0.2715%
Total Annual OPEX | [6 empty] | 3169.2318 | 6.088% | 1282.5413 | 6.184% | 324.4487 | 2.242% | 202.4219 | 1.467%
Total LCOE [$/kWh] | [6 empty] | 3.5945 |  | 1.4402 |  | 0.77189 |  | 0.69222

## CBS (Total)
Cost Breakdown Structure for RM5 (RM3 CBS Structure) | [5 empty] | Units
[5 empty] | Weight (tonnes) | 1 | in% | 10 | in% | 50 | in % | 100 | in %
1 | Capex
1.1 |  | Development |  |  |  | 3945383.5767 | 21.04% | 8190558.0741 | 10.96% | 10160805.9539 | 3.897% | 10798813.9887 | 2.172%
1.1.1 |  |  | Permitting and Environmental Compliance |  |  | 2939500 | 15.67% | 5918000 | 7.92% | 5675500 | 2.177% | 5675500 | 1.142%
1.1.1.1 |  |  |  | Siting & Scoping |  | 335000 | 1.786% | 421000 | 0.5634% | 426000 | 0.1634% | 426000 | 0.08568%
1.1.1.2 |  |  |  | Pre-Installation Studies |  | 1214500 | 6.475% | 2377000 | 3.181% | 2319500 | 0.8896% | 2319500 | 0.4665%
1.1.1.3 |  |  |  | Post-Installation Studies |  | 465000 | 2.479% | 2085000 | 2.79% | 1785000 | 0.6846% | 1785000 | 0.359%
1.1.1.4 |  |  |  | NEPA & Process |  | 925000 | 4.932% | 1035000 | 1.385% | 1145000 | 0.4391% | 1145000 | 0.2303%
1.1.2 |  |  | Site Assessment |  |  | 193963 | 1.034% | 294061 | 0.3935% | 294061 | 0.1128% | 294061 | 0.05915%
1.1.3 |  |  | Project Design, Engineering, and Management |  |  | 811920.5767 | 4.329% | 1978497.0741 | 2.648% | 4191244.9539 | 1.607% | 4829252.9887 | 0.9713%
1.2 |  | Infrastructure |  |  |  | 1086800 | 5.795% | 7608000 | 10.18% | 14186000 | 5.441% | 33190000 | 6.676%
1.2.1 |  |  | Subsea Cables |  |  | 988000 | 5.268% | 1780000 | 2.382% | 7760000 | 2.976% | 19900000 | 4.003%
1.2.2 |  |  | Terminations and Connectors |  |  | 98800 | 0.5268% | 178000 | 0.2382% | 776000 | 0.2976% | 1990000 | 0.4003%
1.2.3 |  |  | Dockside Improvements |  |  | 0 | 0% | 0 | 0% | 0 | 0% | 0 | 0%
1.2.4 |  |  | Dedicated O&M Vessel |  |  | 0 | 0% | 5650000 | 7.561% | 5650000 | 2.167% | 11300000 | 2.273%
1.2.5 |  |  | Other |  |  | 0 | 0% | 0 | 0% | 0 | 0% | 0 | 0%
1.3 |  | Mooring/Foundation |  |  |  | 1263917.8412 | 6.739% | 8330208.3128 | 11.15% | 37594315.4979 | 14.42% | 72749546.9861 | 14.63%
1.3.1 |  |  | Mooring lines/chain |  |  | 350888.6175 | 1.871% | 3157997.5574 | 4.226% | 15789987.787 | 6.056% | 31579975.574 | 6.352%
1.3.2 |  |  | Anchors |  |  | 750729.2237 | 4.003% | 3711510.7554 | 4.967% | 14500827.7109 | 5.561% | 26562571.4121 | 5.343%
1.3.3 |  |  | Buoyancy |  |  | 60000 | 0.3199% | 540000 | 0.7227% | 2700000 | 1.036% | 5400000 | 1.086%
1.3.4 |  |  | Connecting Hardware (shackles etc.) |  |  | 102300 | 0.5454% | 920700 | 1.232% | 4603500 | 1.766% | 9207000 | 1.852%
1.4 |  | Device Structural Components |  |  | 799.546 | 3817045.661 | 20.35% | 26838141.99 | 35.92% | 118871463.15 | 45.59% | 230967105.6 | 46.46%
1.4.1 |  |  | Surge Frame |  | 301 | 1286985.7 | 6.862% | 9048963 | 12.11% | 40079655 | 15.37% | 77874720 | 15.66%
1.4.2 |  |  | Surge Flap |  | 498.546 | 2530059.961 | 13.49% | 17789178.99 | 23.81% | 78791808.15 | 30.22% | 153092385.6 | 30.79%
1.4.2.1 |  |  | Fiberglass Tubing |  | 71.68 | 704909.0048 | 3.758% | 4956306.432 | 6.633% | 21952465.92 | 8.419% | 42653614.08 | 8.579%
1.4.2.2 |  |  | Upright Support Structures - Side (2) |  | 150.266 | 642492.3362 | 3.426% | 4517446.758 | 6.046% | 20008669.23 | 7.674% | 38876819.52 | 7.819%
1.4.2.3 |  |  | Upright Support Structures - Center |  | 61.6 | 263383.12 | 1.404% | 1851880.8 | 2.478% | 8202348 | 3.146% | 15937152 | 3.206%
1.4.2.4 |  |  | Torque Tube |  | 215 | 919275.5 | 4.901% | 6463545 | 8.65% | 28628325 | 10.98% | 55624800 | 11.19%
1.5 |  | Power Take Off |  |  | 36.6189 | 588143.7588 | 3.136% | 4723367.1017 | 6.321% | 20733845.9475 | 7.952% | 39382308.8266 | 7.921%
1.5.1 |  |  | Generator |  | 0.908 | 33000 | 0.1759% | 291153.2505 | 0.3897% | 1333745.7958 | 0.5115% | 2568794.4026 | 0.5167%
1.5.2 |  |  | Hydraulic Components |  | 18.1103 | 261557.7379 | 1.395% | 2384987.292 | 3.192% | 11179961.426 | 4.288% | 21747260.9658 | 4.374%
1.5.3 |  |  | Couplings |  | 0.01 | 330 | 0.001759% | 2783.001 | 0.003725% | 12352.6227 | 0.004737% | 23469.9831 | 0.004721%
1.5.4 |  |  | Frequency Converter |  | 1.2005 | 73277 | 0.3907% | 349172.141 | 0.4673% | 1039899.8327 | 0.3988% | 1663839.7323 | 0.3347%
1.5.5 |  |  | Step up Transformer |  | 1.59 | 17000 | 0.09064% | 148441.4652 | 0.1987% | 675087.8854 | 0.2589% | 1296168.74 | 0.2607%
1.5.6 |  |  | Control System |  | 0 | 5000 | 0.02666% | 46754.526 | 0.06257% | 223059.7657 | 0.08555% | 437197.1407 | 0.08794%
1.5.7 |  |  | Bearings |  | 4.3 | 15000 | 0.07998% | 130977.7634 | 0.1753% | 595665.7813 | 0.2285% | 1143678.3 | 0.23%
1.5.8 |  |  | Assembly, Testing, & QA |  | 0 | 70979.021 | 0.3784% | 619778.2277 | 0.8295% | 2818651.599 | 1.081% | 5411811.07 | 1.089%
1.5.9 |  |  | PTO Mount |  | 10.5 | 94500 | 0.5039% | 665930.2068 | 0.8912% | 2607072.5474 | 0.9999% | 4692730.5853 | 0.9439%
1.5.10 |  |  | Other |  | 0 | 17500 | 0.09331% | 83389.2281 | 0.1116% | 248348.6916 | 0.09525% | 397357.9065 | 0.07992%
1.6 |  | Subsystem Integration & Profit Margin |  |  |  | 440518.942 | 2.349% | 3156150.9092 | 4.224% | 13960530.9097 | 5.354% | 27034941.4427 | 5.438%
1.7 |  | Installation |  |  |  | 5908522.33 | 31.5% | 9081973.1556 | 12.15% | 21531225.3778 | 8.258% | 37859590.6556 | 7.615%
1.7.1 |  |  | Transport to Staging Site |  |  | 29750 | 0.1586% | 297500 | 0.3981% | 1487500 | 0.5705% | 2975000 | 0.5984%
1.7.2 |  |  | Cable Shore Landing |  |  | 667000 | 3.556% | 767200 | 1.027% | 767200 | 0.2942% | 1534000 | 0.3085%
1.7.3 |  |  | Mooring/Foundation System |  |  | 3193833.55 | 17.03% | 3904558.5556 | 5.226% | 7063960.7778 | 2.709% | 11013213.5556 | 2.215%
1.7.4 |  |  | Cable Installation |  |  | 1507533.78 | 8.038% | 2280164.6 | 3.052% | 4503814.6 | 1.727% | 7283377.1 | 1.465%
1.7.5 |  |  | Device Installation |  |  | 255202.5 | 1.361% | 916275 | 1.226% | 3854375 | 1.478% | 7527000 | 1.514%
1.7.6 |  |  | Device Commissioning |  |  | 255202.5 | 1.361% | 916275 | 1.226% | 3854375 | 1.478% | 7527000 | 1.514%
1.8 |  | Decommissioning |  |  |  | 5908522.33 | 8.555% | 9081973.1556 | 8.787% | 21531225.3778 | 8.919% | 37859590.6556 | 8.988%
1.9 |  | Contingency |  |  |  | 1705033.211 | 9.091% | 6792839.9543 | 9.091% | 23703818.6837 | 9.091% | 45198230.75 | 9.091%
Total Installed Cost (omits Decommissioning) |  |  |  |  | 836.1649 | 18755365.3207 | 99.46% | 74721239.4976 | 99.7% | 260742005.5205 | 99.83% | 497180538.2496 | 99.9%
2 | Annualized OPEX |  |  |  |  | 1141810.8415 | 6.088% | 4620739.927 | 6.184% | 5844619.2685 | 2.242% | 7292856.2741 | 1.467%
2.1 |  | Insurance |  |  |  | 262098.9707 | 1.397% | 1194756.8294 | 1.599% | 2268773.8088 | 0.8701% | 2205917.4676 | 0.4437%
2.2 |  | Environmental Monitoring and Regulatory Compliance |  |  |  | 465000 | 2.479% | 2085000 | 2.79% | 1785000 | 0.6846% | 1785000 | 0.359%
2.3 |  | Marine Operations |  |  |  | 75785 | 0.4041% | 757850 | 1.014% | 617700 | 0.2369% | 1235400 | 0.2485%
2.4 |  | Shoreside Operations |  |  |  | 261561 | 1.395% | 399936 | 0.5352% | 454692 | 0.1744% | 674634 | 0.1357%
2.5 |  | Replacement Parts |  |  |  | 63865.8708 | 0.3405% | 48197.0976 | 0.0645% | 43453.4596 | 0.01667% | 41904.8065 | 0.008428%
2.6 |  | Consumables |  |  |  | 13500 | 0.07198% | 135000 | 0.1807% | 675000 | 0.2589% | 1350000 | 0.2715%
Total Annual OPEX | [5 empty] | 1141810.8415 | 6.088% | 4620739.927 | 6.184% | 5844619.2685 | 2.242% | 7292856.2741 | 1.467%
Total LCOE [$/kWh] | [5 empty] | 3.5945 |  | 1.4402 |  | 0.77189 |  | 0.69222

## 1.1 (RM6) (hidden)
1.1 Development
Cost Summary
|  |  | 1-Unit | 10-Units | 50-Units | 100-Units
| 1.1.1.1 | Siting & Scoping | 315000 | 430000 | 430000 | 430000
| 1.1.1.2 | Pre-Installation Studies | 1631000 | 2566000 | 3348500 | 3348500
| 1.1.1.3 | Post-Installation Studies | 855000 | 14577500 | 17427500 | 17427500
| 1.1.1.4 | NEPA & Process | 1100000 | 1700000 | 1925000 | 1925000
| 1.1.2 | Site Assessment | 193963 | 294061 | 294061 | 294061
| 1.1.3 | Design and Engineering | 811920.5767 | 1978497.0741 | 4656938.8377 | 4471530.5451
|  | Total | 4906883.5767 | 21546058.0741 | 28081999.8377 | 27896591.5451 |  | 500
1150
1.1.1.1 | Siting and Scoping |  |  | 1 Unit | 10 Units | 10-100 Units |  | 825
|  | Resource Assessment |  | 90000 | 90000 | 90000
|  | Environmental Scoping |  | 75000 | 85000 | 85000
|  | Community Outreach |  | 65000 | 130000 | 130000
|  | Regulatory Outreach |  | 85000 | 125000 | 125000
28950
|  | Sum |  | 315000 | 430000 | 430000
1.1.1.2 | Pre-Installation Studies |  |  | 1 Unit | 10 Units | 10-100 Units
|  | Detailed Resource Assessment - Hydrodynamic modeling |  | 0 | 140000 | 140000
|  | Seabed Survey & Mapping |  | 110000 | 150000 | 310000
|  | Marine Mammals |  | 552500 | 617500 | 737500
|  | Fish and Invertebrates |  | 617000 | 682000 | 927000
|  | Seabirds |  | 93500 | 123500 | 123500
|  | Turtles |  | 23500 | 88500 | 88500
|  | Water Quality |  | 47000 | 159500 | 207000
|  | Habitat |  | 20000 | 60000 | 247500
|  | Cultural Resources |  | 105000 | 120000 | 127500
|  | Navigation |  | 12500 | 12500 | 27500
|  | Recreation |  | 50000 | 300000 | 300000
|  | Acoustic Baseline Modeling |  | 0 | 112500 | 112500
|  | Sum |  | 1631000 | 2566000 | 3348500
1.1.1.3 | Post-Install Capital |  |  | 1 Unit | 10 Units | 10-100 Units | 10-100 Unit 30yr pricing notes
|  | Marine Mammals and Turtles |  | 362500 | 540000 | 677500 | Per year for 2-3 years then lower cost per year later on
|  | Fish |  | 0 | 177500 | 315000 | Per year for 2-3 years then lower cost per year later on
|  | Seabirds |  | 200000 | 290000 | 290000 | Per year for 2-3 years then lower cost per year later on
|  | Benthos |  | 225000 | 525000 | 600000 | Per year for 2-3 years then lower cost per year later on
|  | Acoustic Characterization Monitoring |  | 67500 | 67500 | 67500
|  | Ecosystem Effects Seabird |  | 0 | 350000 | 350000 | Per year for 3-5 years then lower cost per year later on. Costs may increase periodically (typically every 5 years)
|  | Ecosystem Effects Marine Mammals & Turtles |  | 0 | 350000 | 350000 | Per year for 3-5 years then lower cost per year later on. Costs may increase periodically (typically every 5 years)
|  | Ecosystem Effects Fish |  | 0 | 350000 | 350000 | Per year for 3-5 years then lower cost per year later on. Costs may increase periodically (typically every 5 years)
|  | Acoustic Effects on Human Uses |  | 0 | 75000 | 750000
|  | Navigation |  | 0 | 37500 | 37500
|  | Sum (per year) |  | 855000 | 2762500 | 3787500
|  | Total (Assuming 30 years) |  | 855000 | 14577500 | 17427500 | Appendix A:Commercial Post-Installation Studes (PNNL RM6 Report)
1.1.1.4 | NEPA and Process |  |  | 1 Unit | 10 Units | 10-100 Units
|  | NEPA Document Preparation |  | 800000 | 1100000 | 1325000
|  | Monitoring and Study Plans |  | 300000 | 600000 | 600000
|  | Sum |  | 1100000 | 1700000 | 1925000
1.1.2 | Site Assessment |  |  | 1-Unit | 10-Units | 50-Units | 100-Units
|  | Survey |  | 193963 | 294061 | 294061 | 294061
|  | Sum |  | 193963 | 294061 | 294061 | 294061
1.1.3 | Design & Engineering |  |  | 1-Unit | 10-Units | 50-Units | 100-Units
|  | Installed Cost |  | 16238411.533 | 65949902.4692 | 232846941.8829 | 447153054.5109
|  | % of total assumpton |  | 5% | 3% | 2% | 1%
|  | Cost |  | 811920.5767 | 1978497.0741 | 4656938.8377 | 4471530.5451
Cost Estimating Notes
1.1.1 | Actual cost breakdowns are provided in separate report by PNNL (average values carried forward to this spreadsheet)
1.1.2 | - Bathimtric and Geophysical Survey
- Small site survey with dimensions of 3.5km x 1km one trunck cable corridor
- Large site survey with dimensions of 16.5km x 1km with trunck cable survey
- Includes: bathimetry, sub-bottom profiling, Magnetometer, Grab Samples, Underwater Video
1.1.3 | Design & Engineering is taken as a percentage of total hard cost of the device
Data Sources
1.1.1.1 | PNNL - Detailed in Separate Document
1.1.1.2 | PNNL - Detailed in Separate Document
1.1.1.3 | PNNL - Detailed in Separate Document
1.1.1.4 | PNNL - Detailed in Separate Document
1.1.2 | Estimate from Survey Company from RM3
1.1.3 | Estimate using RE Vision values

## 1.1
1.1 Development
Cost Summary
|  |  | 1-Unit | 10-Units | 50-Units | 100-Units
| 1.1.1.1 | Siting & Scoping | 335000 | 421000 | 426000 | 426000
| 1.1.1.2 | Pre-Installation Studies | 1214500 | 2377000 | 2319500 | 2319500
| 1.1.1.3 | Post-Installation Studies | 465000 | 2085000 | 1785000 | 1785000
| 1.1.1.4 | NEPA & Process | 925000 | 1035000 | 1145000 | 1145000
| 1.1.2 | Site Assessment | 193963 | 294061 | 294061 | 294061
| 1.1.3 | Design and Engineering | 811920.5767 | 1978497.0741 | 4191244.9539 | 4829252.9887 |  | High & Low estimates from PNNL *Note that totals do not match up to report but individual values do.
|  | Total | 3945383.5767 | 8190558.0741 | 10160805.9539 | 10798813.9887 |  | 2131000 | 3748000 | 1687000 | 4270000 | 1522000 | 3730000
1.1.1.1 | Siting and Scoping |  |  | 1 Unit | 10 Units | 10-100 Units |  | Pilot Low | Pilot High | Sm Commercial Low | Sm Commercial High | Lg Commercial Low | Lg Commercial High
|  | Resource Assessment |  | 90000 | 90000 | 90000 |  | 90000 | 90000 | 0 | 0 | 0 | 0
|  | Environmental Scoping |  | 75000 | 85000 | 85000 |  | 50000 | 100000 | 10000 | 10000 | 10000 | 10000
|  | Community Outreach |  | 65000 | 130000 | 135000 |  | 50000 | 80000 | 50000 | 80000 | 60000 | 80000
|  | Regulatory Outreach |  | 105000 | 116000 | 116000 |  | 50000 | 160000 | 7000 | 15000 | 7000 | 15000
|  | Sum |  | 335000 | 421000 | 426000 |  | 240000 | 430000 | 67000 | 105000 | 77000 | 105000
1.1.1.2 | Pre-Installation Studies |  |  | 1 Unit | 10 Units | 10-100 Units |  | Pilot Low | Pilot High | Sm Commercial Low | Sm Commercial High | Lg Commercial Low | Lg Commercial High
|  | Detailed Resource Assessment |  | 0 | 37500 | 55000 |  | 0 | 0 | 25000 | 50000 | 35000 | 75000
|  | Hydrodynamic Modeling |  | 0 | 90000 | 100000 |  | 0 | 0 | 60000 | 120000 | 80000 | 120000
|  | Seabed Survey & Mapping |  | 110000 | 110000 | 185000 |  | 110000 | 110000 | 0 | 0 | 50000 | 100000
|  | Marine Mammals |  | 75000 | 270000 | 145000 |  | 50000 | 100000 | 150000 | 240000 | 40000 | 100000
|  | Fish and Invertebrates |  | 617000 | 927000 | 682000 |  | 469000 | 765000 | 250000 | 370000 | 30000 | 100000
|  | Seabirds |  | 30000 | 95000 | 95000 |  | 20000 | 40000 | 30000 | 100000 | 30000 | 100000
|  | Turtles |  | 25000 | 25000 | 25000 |  | 12000 | 38000 | 0 | 0 | 0 | 0
|  | Water Quality |  | 160000 | 320000 | 320000 |  | 100000 | 220000 | 100000 | 220000 | 100000 | 220000
|  | Habitat |  | 20000 | 60000 | 247500 |  | 20000 | 20000 | 30000 | 50000 | 80000 | 375000
|  | Cultural Resources |  | 105000 | 120000 | 127500 |  | 15000 | 195000 | 0 | 30000 | 15000 | 30000
|  | Navigation |  | 12500 | 12500 | 27500 |  | 10000 | 15000 | 0 | 0 | 10000 | 20000
|  | Recreation |  | 60000 | 310000 | 310000 |  | 40000 | 80000 | 125000 | 375000 | 125000 | 375000
|  | Acoustic Baseline Modeling |  | 0 | 0 | 0 |  | 0 | 0 | 0 | 0 | 0 | 0
|  | Sum |  | 1214500 | 2377000 | 2319500 |  | 846000 | 1583000 | 770000 | 1555000 | 595000 | 1615000
1.1.1.3 | Post-Install Capital |  |  | 1 Unit | 10 Units | 10-100 Units | 10-100 Unit 30yr pricing notes | Pilot Low | Pilot High | Sm Commercial Low | Sm Commercial High | Lg Commercial Low | Lg Commercial High
|  | Marine Mammals and Turtles |  | 75000 | 252500 | 252500 | Per year for 2-3 years then lower cost per year later on | 50000 | 100000 | 30000 | 325000 | 30000 | 325000
|  | Fish |  | 237500 | 415000 | 415000 | Per year for 2-3 years then lower cost per year later on | 150000 | 325000 | 30000 | 325000 | 30000 | 325000
|  | Seabirds |  | 30000 | 120000 | 120000 | Per year for 2-3 years then lower cost per year later on | 20000 | 40000 | 30000 | 150000 | 30000 | 150000
|  | Benthos |  | 80000 | 145000 | 145000 | Per year for 2-3 years then lower cost per year later on | 60000 | 100000 | 30000 | 100000 | 30000 | 100000
|  | Acoustic Characterization Monitoring |  | 42500 | 62500 | 62500 | Per year for 2-3 years then lower cost per year later on | 40000 | 45000 | 20000 | 20000 | 20000 | 20000
|  | Ecosystem Effects Seabird |  | 0 | 350000 | 250000 | Per year for 3-5 years then lower cost per year later on. Costs may increase periodically (typically every 5 years) | 0 | 0 | 200000 | 500000 | 200000 | 300000
|  | Ecosystem Effects Marine Mammals & Turtles |  | 0 | 350000 | 250000 | Per year for 3-5 years then lower cost per year later on. Costs may increase periodically (typically every 5 years) | 0 | 0 | 200000 | 500000 | 200000 | 300000
|  | Ecosystem Effects Fish |  | 0 | 350000 | 250000 | Per year for 3-5 years then lower cost per year later on. Costs may increase periodically (typically every 5 years) | 0 | 0 | 200000 | 500000 | 200000 | 300000
|  | Acoustic Effects on Human Uses |  | 0 | 0 | 0 |  | 0 | 0 | 0 | 0 | 0 | 0
|  | Navigation |  | 0 | 40000 | 40000 |  | 0 | 0 | 40000 | 40000 | 40000 | 40000
|  | Sum (per year) |  | 465000 | 2085000 | 1785000 |  | 320000 | 610000 | 780000 | 2460000 | 780000 | 1860000
|  | Total (Assuming 30 years) |  | 610000 | 11775000 | 11775000 |  | 465000 | 755000 | 7750000 | 14580000 | 7750000 | 14580000 | *Pilot Values for 30yrs assume 29yrs of 5k for acoustic monitoring.
*30 year commercial values from PNNL report
1.1.1.4 | NEPA and Process |  |  | 1 Unit | 10 Units | 10-100 Units |  | Pilot Low | Pilot High | Sm Commercial Low | Sm Commercial High | Lg Commercial Low | Lg Commercial High
|  | NEPA Document Preparation |  | 800000 | 875000 | 950000 |  | 600000 | 1000000 | 50000 | 100000 | 50000 | 100000
|  | Monitoring and Study Plans |  | 125000 | 160000 | 195000 |  | 125000 | 125000 | 20000 | 50000 | 20000 | 50000
|  | Sum |  | 925000 | 1035000 | 1145000 |  | 725000 | 1125000 | 70000 | 150000 | 70000 | 150000
1.1.2 | Site Assessment |  |  | 1-Unit | 10-Units | 50-Units | 100-Units
|  | Survey |  | 193963 | 294061 | 294061 | 294061
|  | Sum |  | 193963 | 294061 | 294061 | 294061
1.1.3 | Design & Engineering |  |  | 1-Unit | 10-Units | 50-Units | 100-Units
|  | Installed Cost |  | 16238411.533 | 65949902.4692 | 232846941.8829 | 447153054.5109
|  | % of total assumpton |  | 5% | 3% | 1.8% | 1.08%
|  | Cost |  | 811920.5767 | 1978497.0741 | 4191244.9539 | 4829252.9887
Cost Estimating Notes
1.1.1 | Actual cost breakdowns are provided in separate report by PNNL (average values carried forward to this spreadsheet)
1.1.2 | - Bathimtric and Geophysical Survey
- Small site survey with dimensions of 3.5km x 1km one trunck cable corridor
- Large site survey with dimensions of 16.5km x 1km with trunck cable survey
- Includes: bathimetry, sub-bottom profiling, Magnetometer, Grab Samples, Underwater Video
1.1.3 | Design & Engineering is taken as a percentage of total hard cost of the device
Data Sources
1.1.1.1 | PNNL - Detailed in Separate Document
1.1.1.2 | PNNL - Detailed in Separate Document
1.1.1.3 | PNNL - Detailed in Separate Document
1.1.1.4 | PNNL - Detailed in Separate Document
1.1.2 | Estimate from Survey Company from RM3
1.1.3 | Estimate using RE Vision values

## 1.2 (RM3) (hidden)
1.2 Infrastructure
Cost Summary |  |  | Units | 1 | 10 | 50 | 100
| 1.2.1 | Subsea Cables |  | 900000 | 900000 | 3360000 | 8700000
| 1.2.2 | Terminations and Connectors |  | 90000 | 90000 | 336000 | 870000
| 1.2.3 | Dockside Improvements |  | 0 | 0 | 0 | 0
| 1.2.4 | Dedicated O&M Vessel |  | 0 | 3870000 | 3870000 | 7740000
| 1.2.5 | Other
|  | Totals |  | 990000 | 4860000 | 7566000 | 17310000
1.2.1 Subsea Cables |  |  |  | # | Units
|  |  | 1 | 10 | 50 | 100
Capacity
|  | Unit Capacity (kW) | 350 | 350 | 350 | 350
|  | Plant Capacity (MW) | 0.35 | 3.5 | 17.5 | 35
|  | Target Cable Capacity incl. 20% contingency (MW) | 0.42 | 4.2 | 21 | 42
Determining Trunk-cable length, shore to first junction box
|  | Site Distance to shore | 5000 | 5000 | 5000 | 5000
|  | Array Cable | 0 | 0 | 9000 | 24000
|  | Contingency Cable Length incl. 20% Contingency (m) | 6000 | 6000 | 16800 | 34800
Inter-Device Cable Length
|  | Per Device Cable Length | 800 | 800 | 800 | 800
|  | Total Cable Length | 800 | 8000 | 40000 | 80000
Subsea Cable Cost
|  | Trunk Cable Cost ($/m) | 150 | 150 | 200 | 250
|  | Inter-Device Cable Cost (included in 1.5) | 0 | 0 | 0 | 0
Total Cost
|  | Trunck Cable | 900000 | 900000 | 3360000 | 8700000
|  | Inter-Device Cable | 0 | 0 | 0 | 0
|  | Total | 900000 | 900000 | 3360000 | 8700000
1.2.2 Terminations and Connectors
|  |  | 1-Unit | 10-Units | 50-Units | 100-Units
|  | 10% of Subsea Cable Cost | 90000 | 90000 | 336000 | 870000
|  | Cost | 90000 | 90000 | 336000 | 870000
1.2.3 Dockside Improvements
|  |  | 1-Unit | 10-Units | 50-Units | 100-Units
None
|  | Cost | 0 | 0 | 0 | 0
1.2.4 Dedicated O&M Vessel
|  |  | 1-Unit | 10-Units | 50-Units | 100-Units
Notes:
- Ship Conversion including: (1) DP-1, Crane, Whinch, Delivery etc.
- Using new vessel, values come in between $4.09M and $5.65M
- Using used vessel, values are estimated between $2.09M and $3.1M
|  | Vessel |  | 3870000 | 3870000 | 7740000
|  | Cost | 0 | 3870000 | 3870000 | 7740000
Cost Estimating Notes
| 1.2.1 | Rough Estimates were used for subsea cable cost
| 1.2.2 | Terminations and Connectors are difficult to estimate without a detailed design effort. Estimated them as 10% of Cable cost
| 1.2.3 | Not estimated, but included in project contingency
| 1.2.4 | See notes above
Data Sources
| 1.2.1 | RE Vision
| 1.2.2 | RE Vision
| 1.2.3 | RE Vision
| 1.2.4 | RE Vision

## 1.2
1.2 Infrastructure
Cost Summary |  |  | Units | 1 | 10 | 50 | 100
| 1.2.1 | Subsea Cables |  | 988000 | 1780000 | 7760000 | 19900000
| 1.2.2 | Terminations and Connectors |  | 98800 | 178000 | 776000 | 1990000
| 1.2.3 | Dockside Improvements |  | 0 | 0 | 0 | 0
| 1.2.4 | Dedicated O&M Vessel |  | 0 | 5650000 | 5650000 | 11300000
| 1.2.5 | Other
|  | Totals |  | 1086800 | 7608000 | 14186000 | 33190000
1.2.1 Subsea Cables |  |  |  | # | Units
|  |  | 1 | 10 | 50 | 100
Capacity
|  | Unit Capacity (kW) | 350 | 350 | 350 | 350
|  | Plant Capacity (MW) | 0.35 | 3.5 | 17.5 | 35
|  | Target Cable Capacity incl. 20% contingency (MW) | 0.42 | 4.2 | 21 | 42
Determining Trunk-cable length, shore to first junction box
|  | Site Distance to shore | 5000 | 5000 | 5000 | 5000
|  | Array Cable | 0 | 0 | 9000 | 32000
|  | Contingency Cable Length incl. 20% Contingency (m) | 6000 | 6000 | 16800 | 44400
Inter-Device Cable Length
|  | Spacing | 600 | 600 | 600 | 600
|  | Per Device Cable Length | 800 | 800 | 800 | 800
|  | Total Cable Length | 800 | 8000 | 40000 | 80000
Subsea Cable Cost
|  | Trunk Cable Cost ($/m) | 150 | 150 | 200 | 250
|  | Inter-Device Cable Cost | 110 | 110 | 110 | 110 | *RM3 Estimate
Total Cost
|  | Trunck Cable | 900000 | 900000 | 3360000 | 11100000
|  | Inter-Device Cable | 88000 | 880000 | 4400000 | 8800000
|  | Total | 988000 | 1780000 | 7760000 | 19900000
1.2.2 Terminations and Connectors
|  |  | 1-Unit | 10-Units | 50-Units | 100-Units
|  | 10% of Subsea Cable Cost | 98800 | 178000 | 776000 | 1990000
|  | Cost | 98800 | 178000 | 776000 | 1990000
1.2.3 Dockside Improvements
|  |  | 1-Unit | 10-Units | 50-Units | 100-Units
None
|  | Cost | 0 | 0 | 0 | 0
1.2.4 Dedicated O&M Vessel
|  |  | 1-Unit | 10-Units | 50-Units | 100-Units
Notes:
- Ship Conversion including: (1) DP-1, Crane, Whinch, Delivery etc.
- Using new vessel, values come in between $4.09M and $5.65M
- Using used vessel, values are estimated between $2.09M and $3.1M
|  | Vessel |  | 5650000 | 5650000 | 11300000 | *Use high dollar estimate due to the increased crane capacity required RM5 PTO significantly heavier than RM3 (SJ 9/12/14)
|  | Cost | 0 | 5650000 | 5650000 | 11300000
Cost Estimating Notes
| 1.2.1 | Based off of RM3 estimates with updated spacing between devices (800m vs 600m)
| 1.2.2 | Terminations and Connectors are difficult to estimate without a detailed design effort. Estimated them as 10% of Cable cost
| 1.2.3 | Not estimated, but included in project contingency
| 1.2.4 | See notes above
Data Sources
| 1.2.1 | RE Vision
| 1.2.2 | RE Vision
| 1.2.3 | RE Vision estimated values, high estimate used unless more appropriate value is found (Jenne)
| 1.2.4 | RE Vision

## 1.3 (RM3) (hidden)
1.3 Mooring/Foundation
Cost Summary |  |  | Units | 1 | 10 | 50 | 100
| 1.3.1 | Mooring lines/chain |  | 182475 | 1642275 | 8211375 | 16422750
| 1.3.2 | Anchors |  | 180000 | 1620000 | 8100000 | 16200000
| 1.3.3 | Buoyancy |  | 60000 | 540000 | 2700000 | 5400000
| 1.3.3 | Connecting Hardware (shackles etc.) |  | 102300 | 920700 | 4603500 | 9207000
| 1.3.4 | Other
| Total |  |  | 524775 | 4722975 | 23614875 | 47229750
[5 empty] | # | Units
1.3.1 Mooring Lines / Chain |  |  |  | 1 | 10 | 50 | 100
| Wire Rope to Sub-Sea Buoys |  |  | 27000 | 243000 | 1215000 | 2430000
| Nylon Line 5.75" |  |  | 43875 | 394875 | 1974375 | 3948750
| Chain 3.5 inch, 90 foot shot |  |  | 111600 | 1004400 | 5022000 | 10044000
| Total |  |  | 182475 | 1642275 | 8211375 | 16422750
[5 empty] | # | Units
1.3.2 Anchors |  |  |  | 1 | 10 | 50 | 100
| Anchor - Bruce Mk-4, 9-tonne |  |  | 180000 | 1620000 | 8100000 | 16200000
| Total |  |  | 180000 | 1620000 | 8100000 | 16200000
[5 empty] | # | Units
1.3.3 Buoyancy |  |  |  | 1 | 10 | 50 | 100
| Sub-Sea Buoys (55kN net buoyancy) |  |  | 60000 | 540000 | 2700000 | 5400000
| Total |  |  | 60000 | 540000 | 2700000 | 5400000
[5 empty] | # | Units
1.3.4 Connecting Hardware |  |  |  | 1 | 10 | 50 | 100
| Anchor Joining Link |  |  | 14100 | 126900 | 634500 | 1269000
| Chain joining link |  |  | 14400 | 129600 | 648000 | 1296000
| Sinker (10-tonnes) |  |  | 27000 | 243000 | 1215000 | 2430000
| Shackles |  |  | 46800 | 421200 | 2106000 | 4212000
| Total |  |  | 102300 | 920700 | 4603500 | 9207000
Cost Estimating Notes
1.3.1 | Based on Preliminary Mooring Design
1.3.2 | Based on Preliminary Mooring Design
1.3.3 | Based on Preliminary Mooring Design
1.3.4 | Based on Preliminary Mooring Design
Data Sources
1.3.1 | RE Vision
1.3.2 | RE Vision
1.3.3 | RE Vision
1.3.4 | RE Vision

## 1.3
1.3 Mooring/Foundation
Cost Summary |  |  | Units |  | 1 | 10 | 50 | 100 | Mooring Conversions
| 1.3.1 | Mooring lines |  |  | 350888.6175 | 3157997.5574 | 15789987.787 | 31579975.574 | 1 kN = 0.101971621 Tonne-force
| 1.3.2 | Anchors |  |  | 750729.2237 | 3711510.7554 | 14500827.7109 | 26562571.4121 | 1 Tonne-force = 9.81 kN
| 1.3.3 | Buoyancy |  |  | 60000 | 540000 | 2700000 | 5400000
| 1.3.3 | Connecting Hardware (shackles etc.) |  |  | 102300 | 920700 | 4603500 | 9207000
| 1.3.4 | Other
| Total |  |  |  | 1263917.8412 | 8330208.3128 | 37594315.4979 | 72749546.9861
[6 empty] | # | Units |  | Mooring Estimates from RM6 (chain not applicable for RM5)
1.3.1 Mooring Lines / Chain |  |  |  |  | 1 | 10 | 50 | 100 |  | L [m] | $/m [1] | $/m [10] | $/m [50] | $/m [100]
|  |  | Length/device [m] | MBL [kN]
| Nylon Line MBL 5754 kN (three 45m Lines per device) |  | 320 | 68000 | 323888.6175 | 2914997.5574 | 14574987.787 | 29149975.574 | Nylon | 801 | 54.7753 | 49.2978 | 49.2978 | 49.2978
| Wire Rope to Sub-Sea Buoys |  |  |  | 27000 | 243000 | 1215000 | 2430000
| Nylon Line 5.75" |  |  |  | 43875 | 394875 | 1974375 | 3948750 | Chain | 82.3 | 1356.0146 | 1220.4131 | 1220.4131 | 1220.4131 | ** Based on Email from Eric Sherman (4/11/2012) this is nearly double. Eric's rule of thumb was $/kg with weight being d^2*.02 for studless
| Chain 3.5 inch, 90 foot shot |  |  |  | 111600 | 1004400 | 5022000 | 10044000 | 58mm Chain ($~4/kg) | - | 302.76 | 272.484 | 272.484 | 272.484 | ** Assumes $4.5/kg estimate for qty 1 with 10% reduction on 10-100 qty ($4.05/kg)
| Total |  |  |  | 350888.6175 | 3157997.5574 | 15789987.787 | 31579975.574 |  | 58mm mass | 67.28 | kg/m
|  |  |  | 6931.7023 | [5 empty] | Total L | 1685 | m
[6 empty] | # | Units
1.3.2 Anchors |  |  |  |  | 1 | 10 | 50 | 100
|  |  | weight/anchor [tonne] | anchors/unit |  |  |  |  | RM4 Suction Embedment Anchor Estimate
| Anchors - Only Anchor Fabrication cost |  | 13.0504 | 8 | 440729.2237 | 3401510.7554 | 14190827.7109 | 26252571.4121 | Anchor | 1 unit | 10 unit | 50 unit | 100 unit
| Anchor - Engineering and Pile Installation |  | 13.0504 |  | 310000 | 310000 | 310000 | 310000 | 5mT SEA Anchor (includes Design, Follower, and Rigging) | 350000 | 493000 | 1153000 | 1978000
| Anchors - Suction Embedment qty (4) SPT Offshore type |  | 13.0504 | 8 | 1644245.6431 | 3819308.1512 | 13572397.0534 | 27144794.1069 | anchor mass | 5 | 50 | 250 | 500
| Total |  |  |  | 750729.2237 | 3711510.7554 | 14500827.7109 | 26562571.4121
|  |  |  | $/Tonne check | 7190.6826 | 3554.9829 | 2777.8551 | 2544.2332 | $/tonne | 70000 | 9860 | 4612 | 3956
[6 empty] | # | Units |  | Normalized Anchor and Pile costs 1-10 | 10 | 50 | 100
1.3.3 Buoyancy |  |  |  |  | 1 | 10 | 50 | 100 | Pile and Engineering Cost | 334111.1111 | 334111.1111 | 334111.1111
[9 empty] | Total Anchor Cost | 158888.8889
| Sub-Sea Buoys (55kN net buoyancy) |  |  |  | 60000 | 540000 | 2700000 | 5400000 | Single Anchor Cost | 15888.8889 | 13816.4251 | 12014.2827
[9 empty] | Anchor $/Tonne | 3177.7778 | 2763.285 | 2402.8565
| Total |  |  |  | 60000 | 540000 | 2700000 | 5400000 | Pile $/Tonne | 66822.2222 | 66822.2222 | 66822.2222
[9 empty] | Total $/tonne | 70000 | 69585.5072 | 69225.0788
[6 empty] | # | Units
1.3.4 Connecting Hardware |  |  |  |  | 1 | 10 | 50 | 100 | Table 1: Adjusted Anchor costs using fixed Eng Cost and assumed learning rate for anchor mass
Adjusted Anchor cost as a function of mass and engineering estimate
| Anchor Joining Link |  |  |  | 14100 | 126900 | 634500 | 1269000 |  | 1 | 10 | 50 | 100 | 1000
| Chain joining link |  |  |  | 14400 | 129600 | 648000 | 1296000 | Eng Cost | 310000 | 310000 | 310000 | 310000 | 310000
| Sinker (10-tonnes) |  |  |  | 27000 | 243000 | 1215000 | 2430000 | Anchor Cost | 40000 | 23312.8161 | 15984.9234 | 13587.1849 | 13587.1849
| Shackles |  |  |  | 46800 | 421200 | 2106000 | 4212000 | Total Anchor cost | 40000 | 233128.1609 | 799246.1679 | 1358718.4855 | 13587184.8547
[9 empty] | Total cost | 350000 | 543128.1609 | 1109246.1679 | 1668718.4855 | 13897184.8547
| Total |  |  |  | 102300 | 920700 | 4603500 | 9207000 | $/tonne anchor | 8000 | 4662.5632 | 3196.9847 | 2717.437 | 2717.437
[9 empty] | total/tonne | 70000 | 10862.5632 | 4436.9847 | 3337.437 | 2779.437
[9 empty] | Assumed learing rate | 0.85
Cost Estimating Notes
1.3.1 | Based on Preliminary Mooring Design | [7 empty] | RM5 $/tonne estimates based off of RM4
1.3.2 | Based on Preliminary Mooring Design | [7 empty] | Array size | # of anchors | $/tonne estimate
[9 empty] | 1 | 8 | 4221.4208
Data Sources | [8 empty] | 10 | 80 | 3258.0567
1.3.1 (Poly) | RE Vision mass estimate with scaling factor | [7 empty] | 50 | 400 | 2718.4698
1.3.1 (Chain) | $/kg estimate from Vicinay (2011) (NO CHAIN ON RM5) | [7 empty] | 100 | 800 | 2514.5406
1.3.1 (Wire Rope) | Estimate from RM3 ReVision
1.3.2 | Adjusted ReVision Estimate see Table 1 (SJ 9/11) | [7 empty] | SEA Holding Capacity as function of Weight |  |  |  | Values from SPT Presentation
1.3.3 | RE Vision | [7 empty] | Weight [tonne] | UHC soft clay [mT] | medium clay [mT] | stiff clay [mT] | http://www.fpsoforum.com/archive/Rio2006/SEA%20Presentation%2017th%20FPSO%20Research%20Forum%20April%205th%202006.pdf
1.3.4 | RE Vision | [7 empty] | 1 | 60 | 130 | 270
[9 empty] | 5 | 300 | 620 | 1400
[9 empty] | 10 | 600 | 1230 | 2600
[9 empty] | 20 | 1200 | 2500 | 5000
[9 empty] | Mooring MBL [tonne] | anchor weight [tonne]
[9 empty] | 630 | 4.98 | medium clay
[9 empty] | 3465.8512 | 13.0504 | medium clay | *calculates anchor size based on MBL
ORIGINAL RM4 SCALING, APPEARS THAT THERE'S A STEP CHANGE MISSING DO NOT USE
[16 empty] | RM4 $/tonne per anchor |  | RM5 $/tonne estimates based off of RM4
[16 empty] | # of Anchors | $/tonne | Array size | # of anchors | $/tonne estimate
[16 empty] | 1 | 70000 | 1 | 8 | 15749.0186 | 15749.0186
[16 empty] | 10 | 9860 | 10 | 80 | 3658.2341 | 3658.2341
[16 empty] | 50 | 4612 | 50 | 400 | 1318.6729 | 2600
[16 empty] | 100 | 3956 | 100 | 800 | 849.7467 | 2600

## 1.4 (RM3) (hidden)
1.4 Device Structural Components
Cost Summary |  |  |  | 1 | 10 | 50 | 100 | Weight (tonnes) | PROGRESS RATIO (PR)
| 1.4.1 |  | Surface Float | 894241.1454 | 6220786.6201 | 27374083.7994 | 53048701.149 | 205.44 | Cx = cost to produce xth unit
| 1.4.2 |  | Vertical Column | 921357.2792 | 6544935.441 | 29155570.0724 | 56827841.0474 | 223.64 | x = cumulative production up to & including xth unit
| 1.4.3 |  | Reaction Plate | 1065825.4675 | 7503582.0534 | 33223658.9095 | 64567902.9546 | 244.73 | PR = Cx2/Cx1 |  | PR = 2m | PR = ax2m/ax1m |  | for x2 = 2x1
| 1.4.4 |  | Device Access (Railings, Ladders, etc) | 57628.4778 | 405386.0823 | 1795066.2556 | 3488888.903 | 13.4762 | m = learning parameter (measure of rate of cost reductions as cumulative production increases)
a = cost to produce 1st unit
|  | Total |  | 2939052.3699 | 20674690.1967 | 91548379.0369 | 177933334.054 | 687.2862 |  |  | m = (log(Cx) -log(a))/log(x)
|  |  |  | 4276.3151 | 3008.1631 | 2664.054 | 2588.9263
1.4.1 | Surface Float | [7 empty] | PROGRESS RATIO | Learning Rate |  | COST REDUCTION TRENDS
[5 empty] | 1-Unit | 10-Units | 50-Units | 100-Units | PR = Cx2/Cx1, for x2 = 2x1 | LR = 1-PR |  | From 1 to 10 | From 10 to 50 | From 50 to 100
|  | Material |  |  | 440328.2331 | 371343.6067 | 352262.5865 | 352262.5865 | 100% | 0% |  | -15.67% | -5.138% | 0%
|  | Labor |  |  | 259506.7383 | 182871.2973 | 143185.7975 | 128867.2178 | 90% | 10% |  | -29.53% | -21.7% | -10%
|  | Non-Reccuring |  |  | 113111.5244 | 11311.1524 | 2262.2305 | 1131.1152 | 50% | 50% |  | -90% | -80% | -50%
|  | Profit |  |  | 81294.6496 | 56552.6056 | 49771.0615 | 48226.092 | 96.9% | 3.104% |  | -30.44% | -11.99% | -3.104%
|  | Total |  |  | 894241.1454 | 622078.662 | 547481.676 | 530487.0115 |  |  |  | -30.44% | -11.99% | -3.104%
|  | $/tonne |  |  | 4352.8093 | 3028.0309 | 2664.9225 | 2582.1992
|  | Mass |  | 205.44 | tonnes
1.4.2 | Vertical Column
[5 empty] | 1-Unit | 10-Units | 50-Units | 100-Units |  |  |  | From 1 to 10 | From 10 to 50 | From 50 to 100
|  | Material |  |  | 504860.1453 | 425765.5384 | 403888.1163 | 403888.1163 | 100% | 0% |  | -15.67% | -5.138% | 0%
|  | Labor |  |  | 224834.6972 | 158438.3242 | 124055.1041 | 111649.5937 | 90% | 10% |  | -29.53% | -21.7% | -10%
|  | Non-Recurring |  |  | 107902.684 | 10790.2684 | 2158.0537 | 1079.0268 | 50% | 50% |  | -90% | -80% | -50%
|  | Profit |  |  | 83759.7527 | 59499.4131 | 53010.1274 | 51661.6737 | 97.46% | 2.544% |  | -28.96% | -10.91% | -2.544%
|  | Total |  |  | 921357.2792 | 654493.5441 | 583111.4014 | 568278.4105 |  |  |  | -28.96% | -10.91% | -2.544%
|  | $/tonne |  |  | 4119.8233 | 2926.5496 | 2607.3663 | 2541.041
|  | Mass |  | 223.64 | tonnes
1.4.3 | Reaction Plate
[5 empty] | 1-Unit | 10-Units | 50-Units | 100-Units |  |  |  | From 1 to 10 | From 10 to 50 | From 50 to 100
|  | Material |  |  | 554330.9167 | 467485.9035 | 443464.7333 | 443464.7333 | 100% | 0% |  | -15.67% | -5.138% | 0%
|  | Labor |  |  | 286425.0204 | 201840.289 | 158038.2662 | 142234.4395 | 90% | 10% |  | -29.53% | -21.7% | -10%
|  | Non-recurring |  |  | 128176.3061 | 12817.6306 | 2563.5261 | 1281.7631 | 50% | 50% |  | -90% | -80% | -50%
|  | Profit |  |  | 96893.2243 | 68214.3823 | 60406.6526 | 58698.0936 | 97.17% | 2.828% |  | -29.6% | -11.45% | -2.828%
|  | Total |  |  | 1065825.4675 | 750358.2053 | 664473.1782 | 645679.0295 |  |  |  | -29.6% | -11.45% | -2.828%
|  | $/tonne |  |  | 4355.1075 | 3066.0655 | 2715.1276 | 2638.3322
|  | Mass |  | 244.73 | tonnes
1.4.4 | Device Access (Railings, Ladders, etc)
[5 empty] | 1-Unit | 10-Units | 50-Units | 100-Units |  |  |  | From 1 to 10 | From 10 to 50 | From 50 to 100
|  | Structural Cost Total from 1-3 |  |  | 2881423.8921 | 2026930.4114 | 1795066.2556 | 1744444.4515 | 97.18% | 2.82% |  | -29.66% | -11.44% | -2.82%
|  | % of Structural |  |  | 2% | 2% | 2% | 2% | 100% | 0% |  | 0% | 0% | 0%
|  | Total |  |  | 57628.4778 | 40538.6082 | 35901.3251 | 34888.889 | 97.18% | 2.82% |  | -29.66% | -11.44% | -2.82%
|  | $/tonne |  |  | 4276.3151 | 3008.1631 | 2664.054 | 2588.9263
|  | Unknown |  | 13.4762 | tonnes
Cost Estimating Notes
1.4.1 | Structural Design Details can be found in the main report, all costs are shown on a per unit basis, total costs are calculated in the summary
1.4.2 | Structural Design Details can be found in the main report, all costs are shown on a per unit basis, total costs are calculated in the summary
1.4.3 | Structural Design Details can be found in the main report, all costs are shown on a per unit basis, total costs are calculated in the summary
1.4.4 | Concept design did not allow to refine all design details. Used 2% of structural cost to account for ssmaller items such as device access, connecting elements etc.
Data Sources
1.4.1 | RE Vision Estimate
1.4.2 | RE Vision Estimate
1.4.3 | RE Vision Estimate
1.4.4 | RE Vision Estimate from similar experience

## 1.4
1.4 Device Structural Components
Cost Summary |  |  |  | 1 | 10 | 50 | 100 | Weight (tonnes)
| 1.4.1 |  | Surge Frame | 1286985.7 | 9048963 | 40079655 | 77874720 | 301
| 1.4.2 |  | Surge Flap | 2530059.961 | 17789178.99 | 78791808.15 | 153092385.6 | 498.546
| 1.4.2.1 |  | Fiberglass Tubing | 704909.0048 | 4956306.432 | 21952465.92 | 42653614.08 | 71.68
| 1.4.2.2 |  | Upright Support Structures - Side (2) | 642492.3362 | 4517446.758 | 20008669.23 | 38876819.52 | 150.266
| 1.4.2.3 |  | Upright Support Structures - Center | 263383.12 | 1851880.8 | 8202348 | 15937152 | 61.6
| 1.4.2.4 |  | Torque Tube | 919275.5 | 6463545 | 28628325 | 55624800 | 215
|  | Total |  | 3817045.661 | 26838141.99 | 118871463.15 | 230967105.6 | 799.546
|  |  |  | 4774.0163 | 3356.6727 | 2973.474 | 2888.7282
$/kg Steel estimates (Average of RM3 estimates by ReVision)
|  |  |  | 1 | 10 | 50 | 100 |  | ReVision $/tonne estimates (Float, Column, Reaction Plate)
|  |  | Material [$/tonne] | 2222 | 1873 | 1778 | 1778 |  | 1.4.1 | 2143.3423 | 1807.5526 | 1714.6738 | 1714.6738
|  |  | Labor | 1146 | 808 | 633 | 569 |  |  | 1263.1753 | 890.1446 | 696.9714 | 627.2742
|  |  | Non-Reccuring | 519 | 52 | 10 | 5 |  |  | 550.5818 | 55.0582 | 11.0116 | 5.5058
|  |  | Profit (10% of Material,Labor,Non-Recurring) | - | - | - | - |  |  | 395.7099 | 275.2755 | 242.2657 | 234.7454
$/kg Fiberglass estimates (2.3 $/kg of Steel)
|  |  |  | 1 | 10 | 50 | 100 |  | 1.4.2 | 2257.468 | 1903.7987 | 1805.9744 | 1805.9744
|  |  | Material [$/tonne] | 5110.6 | 4307.9 | 4089.4 | 4089.4 |  |  | 1005.3421 | 708.4525 | 554.7089 | 499.238
|  |  | Labor | 2635.8 | 1858.4 | 1455.9 | 1308.7 |  |  | 482.4838 | 48.2484 | 9.6497 | 4.8248
|  |  | Non-Reccuring | 1193.7 | 119.6 | 23 | 11.5 |  |  | 374.5294 | 266.05 | 237.0333 | 231.0037
|  |  | Profit (10% of Material,Labor,Non-Recurring) | - | - | - | -
|  |  | Fiberglass multiplier | 2.3 |  |  |  |  | 1.4.3 | 2265.0714 | 1910.2109 | 1812.0571 | 1812.0571
[10 empty] | 1170.3715 | 824.7468 | 645.7658 | 581.1892
[10 empty] | 523.7458 | 52.3746 | 10.4749 | 5.2375
[10 empty] | 395.9189 | 278.7332 | 246.8298 | 239.8484
1.4.1 | Surge Frame
|  |  |  | 1 | 10 | 50 | 100
|  | Material |  | 668822 | 5637730 | 26758900 | 53517800
|  | Labor |  | 344946 | 2432080 | 9526650 | 17126900
|  | Non-Reccuring |  | 156219 | 156520 | 150500 | 150500
|  | Profit |  | 116998.7 | 822633 | 3643605 | 7079520
|  | Total |  | 1286985.7 | 9048963 | 40079655 | 77874720
|  | $/tonne |  | 4275.7 | 3006.3 | 2663.1 | 2587.2
|  | Mass | 301 | tonnes
1.4.2 | Surge Flap
|  |  |  | 1 | 10 | 50 | 100
|  | Material |  | 1314824.06 | 11083102.9 | 52604797 | 105209594
|  | Labor |  | 678122.58 | 4781178.4 | 18728254.5 | 33669437
|  | Non-Reccuring |  | 307107.87 | 307699.6 | 295865 | 295865
|  | Profit |  | 230005.451 | 1617198.09 | 7162891.65 | 13917489.6
|  | Total |  | 2530059.961 | 17789178.99 | 78791808.15 | 153092385.6
|  | $/tonne |  | 5074.8777 | 3568.2122 | 3160.8641 | 3070.7775
|  | Mass | 498.546 | tonnes
1.4.2.1 |  | Fiberglass Tubing
|  |  |  | 1 | 10 | 50 | 100
|  | Material |  | 366327.808 | 3087902.72 | 14656409.6 | 29312819.2
|  | Labor |  | 188934.144 | 1332101.12 | 5217945.6 | 9380761.6
|  | Non-Reccuring |  | 85564.416 | 85729.28 | 82432 | 82432
|  | Profit |  | 64082.6368 | 450573.312 | 1995678.72 | 3877601.28
|  | Total |  | 704909.0048 | 4956306.432 | 21952465.92 | 42653614.08
|  | $/tonne |  | 9834.11 | 6914.49 | 6125.13 | 5950.56
|  | Mass | 71.68 | tonnes
1.4.2.2 |  | Upright Support Structures - Side (2)
|  |  |  | 1 | 10 | 50 | 100
|  | Material |  | 333891.052 | 2814482.18 | 13358647.4 | 26717294.8
|  | Labor |  | 172204.836 | 1214149.28 | 4755918.9 | 8550135.4
|  | Non-Reccuring |  | 77988.054 | 78138.32 | 75133 | 75133
|  | Profit |  | 58408.3942 | 410676.978 | 1818969.93 | 3534256.32
|  | Total |  | 642492.3362 | 4517446.758 | 20008669.23 | 38876819.52
|  | $/tonne |  | 4275.7 | 3006.3 | 2663.1 | 2587.2
|  | Mass | 150.266 | tonnes
1.4.2.3 |  | Upright Support Structures - Center
|  |  |  | 1 | 10 | 50 | 100
|  | Material |  | 136875.2 | 1153768 | 5476240 | 10952480
|  | Labor |  | 70593.6 | 497728 | 1949640 | 3505040
|  | Non-Reccuring |  | 31970.4 | 32032 | 30800 | 30800
|  | Profit |  | 23943.92 | 168352.8 | 745668 | 1448832
|  | Total |  | 263383.12 | 1851880.8 | 8202348 | 15937152
|  | $/tonne |  | 4275.7 | 3006.3 | 2663.1 | 2587.2
|  | Mass | 61.6 | tonnes
1.4.2.4 |  | Torque Tube
|  |  |  | 1 | 10 | 50 | 100
|  | Material |  | 477730 | 4026950 | 19113500 | 38227000
|  | Labor |  | 246390 | 1737200 | 6804750 | 12233500
|  | Non-Reccuring |  | 111585 | 111800 | 107500 | 107500
|  | Profit |  | 83570.5 | 587595 | 2602575 | 5056800
|  | Total |  | 919275.5 | 6463545 | 28628325 | 55624800
|  | $/tonne |  | 4275.7 | 3006.3 | 2663.1 | 2587.2
|  | Mass | 215 | tonnes
Cost Estimating Notes
1.4.1 | Used Average $/kg estimate from ReVision
1.4.2 | Used Average $/kg estimate from ReVision
1.4.3 | Used Average $/kg estimate from ReVision
1.4.4 | Used Average $/kg estimate from ReVision
1.4.1 | Surface Float
[5 empty] | 1-Unit | 10-Units | 50-Units | 100-Units
|  | Material |  | 1714.6738 | 440328.2331 | 371343.6067 | 352262.5865 | 352262.5865
|  | Labor |  | 1263.1753 | 259506.7383 | 182871.2973 | 143185.7975 | 128867.2178
|  | Non-Reccuring |  | 550.5818 | 113111.5244 | 11311.1524 | 2262.2305 | 1131.1152
|  | Profit |  | 395.7099 | 81294.6496 | 56552.6056 | 49771.0615 | 48226.092
|  | Total |  |  | 894241.1454 | 622078.662 | 547481.676 | 530487.0115
|  | $/tonne |  |  | 4352.8093 | 3028.0309 | 2664.9225 | 2582.1992
|  | Mass |  | 205.44 | tonnes
[5 empty] | 0.58935 | 0.49246 | 0.40647 | 0.36583
1.4.2 | Vertical Column
[5 empty] | 1-Unit | 10-Units | 50-Units | 100-Units
|  | Material |  | 1805.9744 | 504860.1453 | 425765.5384 | 403888.1163 | 403888.1163
|  | Labor |  | 1005.3421 | 224834.6972 | 158438.3242 | 124055.1041 | 111649.5937
|  | Non-Recurring |  | 482.4838 | 107902.684 | 10790.2684 | 2158.0537 | 1079.0268
|  | Profit |  | 374.5294 | 83759.7527 | 59499.4131 | 53010.1274 | 51661.6737
|  | Total |  |  | 921357.2792 | 654493.5441 | 583111.4014 | 568278.4105
|  | $/tonne |  |  | 4119.8233 | 2926.5496 | 2607.3663 | 2541.041
|  | Mass |  | 223.64 | tonnes
1.4.3 | Reaction Plate
[5 empty] | 1-Unit | 10-Units | 50-Units | 100-Units
|  | Material |  | 1812.0571 | 554330.9167 | 467485.9035 | 443464.7333 | 443464.7333
|  | Labor |  | 1170.3715 | 286425.0204 | 201840.289 | 158038.2662 | 142234.4395
|  | Non-recurring |  | 523.7458 | 128176.3061 | 12817.6306 | 2563.5261 | 1281.7631
|  | Profit |  | 395.9189 | 96893.2243 | 68214.3823 | 60406.6526 | 58698.0936
|  | Total |  |  | 1065825.4675 | 750358.2053 | 664473.1782 | 645679.0295
|  | $/tonne |  |  | 4355.1075 | 3066.0655 | 2715.1276 | 2638.3322
|  | Mass |  | 244.73 | tonnes
1.4.4 | Device Access (Railings, Ladders, etc)
[5 empty] | 1-Unit | 10-Units | 50-Units | 100-Units
|  | Structural Cost Total from 1-3 |  |  | 2881423.8921 | 2026930.4114 | 1795066.2556 | 1744444.4515
|  | % of Structural |  |  | 2% | 2% | 2% | 2%
|  | Total |  |  | 57628.4778 | 40538.6082 | 35901.3251 | 34888.889
|  | $/tonne |  |  | 4276.3151 | 3008.1631 | 2664.054 | 2588.9263
|  | Unknown |  | 13.4762 | tonnes
Cost Estimating Notes
1.4.1 | Structural Design Details can be found in the main report, all costs are shown on a per unit basis, total costs are calculated in the summary
1.4.2 | Structural Design Details can be found in the main report, all costs are shown on a per unit basis, total costs are calculated in the summary
1.4.3 | Structural Design Details can be found in the main report, all costs are shown on a per unit basis, total costs are calculated in the summary
1.4.4 | Concept design did not allow to refine all design details. Used 2% of structural cost to account for ssmaller items such as device access, connecting elements etc.
Data Sources
1.4.1 | RE Vision Estimate
1.4.2 | RE Vision Estimate
1.4.3 | RE Vision Estimate
1.4.4 | RE Vision Estimate from similar experience

## 1.5 (RM3) (hidden)
1.5 Power Take Off
Cost Summary |  |  |  | Single Unit in Mass Production | 1 | 10 | 50 | 100 | Prog Ratio | Mass (kg) | Learning Rate: LR = 1 - PR
| 1.5.1 |  | Generator | 20037.16 | 25740 | 227101.823 | 1040339.5245 | 2003700 | 96.3% | 2073.5 | 3.7%
| 1.5.2 |  | Hydraulic Components (all) | 95755.66 | 115140.74 | 1050019.8426 | 4922510.8914 | 9575600 | 97.26% | 7955.4603 | 2.737%
| 1.5.3 |  | Hydraulic Energy Storage | 23452 | 56628 | 364422.8116 | 1338982.0596 | 2345200 | 87.57% | 1292.72 | 12.43%
| 1.5.4 |  | Frequency Converter | 19305 | 85800 | 406985.1349 | 1208220.1022 | 1930500 | 79.89% | 1141.14 | 20.11%
| 1.5.5 |  | Step-up Transformer | 42900 | 57200 | 495366.531 | 2239919.7042 | 4290000 | 95.76% | 0 | 4.238%
| 1.5.6 |  | Riser Cable | 88000 | 88000 | 880000 | 4400000 | 8800000 | 100% | 0 | 0%
| 1.5.7 |  | Electrical Energy Storage | 0 | 0 | 0 | 0 | 0 | 96.7% | 0 | 3.3%
| 1.5.8 |  | Seals | 0 | 0 | 0 | 0 | 0 | 96.7% | 0 | 3.3%
| 1.5.9 |  | Control System | 5000 | 5643.5 | 53120.1468 | 254597.342 | 500000 | 98.19% | 0 | 1.806%
| 1.5.10 |  | Bearings and Linear Guides | 66307.956 | 88410.608 | 765658.579 | 3462111.4432 | 6630800 | 95.76% | 0 | 4.238%
| 1.5.11 |  | Assembly, Testing & QA | 43500.6 | 58000.8 | 502303.9718 | 2271296.3216 | 4350100 | 95.76% | 0 | 4.238%
| 1.5.12 |  | PTO mounting | 5720 | 28600 | 127903.0883 | 364394.2387 | 572000 | 78.49% | 0 | 21.51%
| 1.5.13 |  | Other | 2860 | 14300 | 63951.5442 | 182197.1193 | 286000 | 78.49% | 0 | 21.51%
|  |  | Total Cost |  | 623463.648 | 4936833.4731 | 21684568.7466 | 41283900 |  | 12462.8203
|  |  | Cost per unit | 412838.376 | 623463.648 | 493683.3473 | 433691.3749 | 412839
Single Unit Cost Breakdown for 100-kW baseline
|  |  | Component | Category | Cost - 100kW | Cost - 286kW |  | Mass - 100kW | Mass - 286kW
|  | 1 | Hydraulic Cylinder | Hydraulic Components (all) | 9350 | 26741 |  | 907.0295 | 2594.1043
|  | 2 | Check Valves | Hydraulic Components (all) | 408 | 1166.88 |  |  | 0
|  | 3 | Relieve Valves | Hydraulic Components (all) | 116 | 331.76 |  |  | 0
|  | 4 | Pressure Sensors | Control System | 225 | 643.5 |  |  | 0
|  | 5 | Solenoid Valves | Hydraulic Components (all) | 956 | 2734.16 |  |  | 0
|  | 6 | Valve Subplate | Hydraulic Components (all) | 702 | 2007.72 |  |  | 0
|  | 7 | Accumulator | Hydraulic Energy Storage | 19800 | 56628 |  | 452 | 1292.72
|  | 8 | HP Filter | Hydraulic Components (all) | 898 | 2568.28 |  | 50 | 143
|  | 9 | Return Filter | Hydraulic Components (all) | 2568 | 7344.48 |  | 90 | 257.4
|  | 10 | Fixed Displacement Motor | Hydraulic Components (all) | 8261 | 23626.46 |  | 73 | 208.78
|  | 11 | Reservoir | Hydraulic Components (all) | 7000 | 20020 |  | 454 | 1298.44
|  | 12 | Plumbing | Hydraulic Components (all) | 4000 | 11440 |  |  | 0
|  | 13 | Fluid | Hydraulic Components (all) | 6000 | 17160 |  | 1207.6 | 3453.736
|  | 14 | Misc | Other | 5000 | 14300 |  |  | 0
|  | 15 | Machine/Pipe Foundations | PTO mounting | 10000 | 28600 |  |  | 0
|  | 16 | Generator | Generator | 9000 | 25740 |  | 725 | 2073.5
|  | 17 | Frequency Converter | Frequency Converter | 30000 | 85800 |  | 399 | 1141.14
|  | 18 | Assembly & Testing | Assembly, Testing & QA | 20280 | 58000.8 |  |  | 0
|  | 19 | Step-up Transformer | Step-up Transformer | 20000 | 57200 |  | 760 | 2173.6
|  | 20 | Linear Guide | Bearings and Linear Guides | 30912.8 | 88410.608 |  |  | 0
|  | 21 | Riser Cable | Riser Cable | 88000 | 88000 |  |  | 0
|  | 22 | Control System | Control System | 5000 | 5000 |  |  | 0
|  | Sum |  |  | 154564 | 442053.04
100 Unit Cost Breakdown for 100kW baseline
|  |  | Component | Category | Cost - 100kW | Cost - 286kW |  | Mass - 100kW | Mass - 286kW
|  | 1 | Hydraulic Cylinder | Hydraulic Components (all) | 8500 | 24310 |  | 907.0295 | 2594.1043
|  | 2 | Check Valves | Hydraulic Components (all) | 328 | 938.08 |  |  | 0
|  | 3 | Relieve Valves | Hydraulic Components (all) | 97 | 277.42 |  |  | 0
|  | 4 | Pressure Sensors | Hydraulic Components (all) | 168 | 480.48 |  |  | 0
|  | 5 | Solenoid Valves | Hydraulic Components (all) | 758 | 2167.88 |  |  | 0
|  | 6 | Valve Subplate | Hydraulic Components (all) | 662 | 1893.32 |  |  | 0
|  | 7 | Accumulator | Hydraulic Energy Storage | 8200 | 23452 |  | 452 | 1292.72
|  | 8 | HP Filter | Hydraulic Components (all) | 846 | 2419.56 |  | 50 | 143
|  | 9 | Return Filter | Hydraulic Components (all) | 2417 | 6912.62 |  | 90 | 257.4
|  | 10 | Fixed Displacement Motor | Hydraulic Components (all) | 6255 | 17889.3 |  | 73 | 208.78
|  | 11 | Reservoir | Hydraulic Components (all) | 6500 | 18590 |  | 454 | 1298.44
|  | 12 | Plumbing | Hydraulic Components (all) | 2200 | 6292 |  |  | 0
|  | 13 | Fluid | Hydraulic Components (all) | 4750 | 13585 |  | 1207.6 | 3453.736
|  | 14 | Misc | Other | 1000 | 2860 |  |  | 0
|  | 15 | Machine/Pipe Foundations | PTO mounting | 2000 | 5720 |  |  | 0
|  | 16 | Generator | Generator | 7006 | 20037.16 |  | 725 | 2073.5
|  | 17 | Frequency Converter | Frequency Converter | 6750 | 19305 |  | 399 | 1141.14
|  | 18 | Assembly & Testing | Assembly, Testing & QA | 15210 | 43500.6 |  |  | 0
|  | 19 | Step-up Transformer | Step-up Transformer | 15000 | 42900 |  | 760 | 2173.6
|  | 20 | Linear Guide | Bearings and Linear Guides | 23184.6 | 66307.956 |  |  | 0
|  | 21 | Riser Cable | Riser Cable | 88000 | 88000 |  |  | 0
|  | 22 | Control System | Control System | 5000 | 5000 |  |  | 0
|  | Sum |  |  | 204831.6 | 412838.376
Cost Estimating Notes for Commercial Scale (100-Units)
- No design available for linear guides, estimated cost at 20% of PTO cost
- Costs have been estimated from a 100kW system design and scaled using the rated capacity of the RM3 device
Data Sources - Commercial Scale (100-Units)
| 1 | RE Vision Estimate
| 2 | RE Vision 100 KW Wave Power Hydraulic System Study
| 3 | RE Vision 100 KW Wave Power Hydraulic System Study
| 4 | RE Vision 100 KW Wave Power Hydraulic System Study
| 5 | RE Vision 100 KW Wave Power Hydraulic System Study
| 6 | RE Vision 100 KW Wave Power Hydraulic System Study
| 7 | RE Vision 100 KW Wave Power Hydraulic System Study
| 8 | RE Vision 100 KW Wave Power Hydraulic System Study
| 9 | RE Vision 100 KW Wave Power Hydraulic System Study
| 10 | RE Vision 100 KW Wave Power Hydraulic System Study
| 11 | RE Vision 100 KW Wave Power Hydraulic System Study
| 12 | RE Vision 100 KW Wave Power Hydraulic System Study
| 13 | RE Vision 100 KW Wave Power Hydraulic System Study
| 14 | RE Vision 100 KW Wave Power Hydraulic System Study
| 15 | RE Vision 100 KW Wave Power Hydraulic System Study
| 16 | RE Vision Estimate
| 17 | RE Vision Estimate
| 18 | RE Vision 100 KW Wave Power Hydraulic System Study
| 19 | RE Vision Estimate
| 20 | RE Vision Estimate
| 21 | RE Vision Estimate
| 22 | RE Vision Estimate
Cost Estimating Notes - Single Unit Scale
- Costs have been estimated from a 100kW system design and scaled using the rated capacity of the RM3 device
- No design available for linear guides, estimated cost at 20% of PTO cost
Data Sources - Single Unit Scale
| 1 | RE Vision 100 KW Wave Power Hydraulic System Study
| 2 | RE Vision 100 KW Wave Power Hydraulic System Study
| 3 | RE Vision 100 KW Wave Power Hydraulic System Study
| 4 | RE Vision 100 KW Wave Power Hydraulic System Study
| 5 | RE Vision 100 KW Wave Power Hydraulic System Study
| 6 | RE Vision 100 KW Wave Power Hydraulic System Study
| 7 | RE Vision 100 KW Wave Power Hydraulic System Study
| 8 | RE Vision 100 KW Wave Power Hydraulic System Study
| 9 | RE Vision 100 KW Wave Power Hydraulic System Study
| 10 | RE Vision 100 KW Wave Power Hydraulic System Study
| 11 | RE Vision 100 KW Wave Power Hydraulic System Study
| 12 | RE Vision 100 KW Wave Power Hydraulic System Study
| 13 | RE Vision 100 KW Wave Power Hydraulic System Study
| 14 | RE Vision 100 KW Wave Power Hydraulic System Study
| 15 | RE Vision 100 KW Wave Power Hydraulic System Study
| 16 | RE Vision Estimate
| 17 | RE Vision Estimate
| 18 | RE Vision 100 KW Wave Power Hydraulic System Study
| 19 | RE Vision Estimate
| 20 | RE Vision Estimate
| 21 | RE Vision Estimate
| 22 | RE Vision Estimate

## 1.5 (RM6) (hidden)
1.5 Power Take Off
Cost Summary |  |  |  | Single Unit in Mass Production | 1 | 10 | 50 | 100 | Prog Ratio | Mass (kg) | Learning Rate: LR = 1 - PR | Progress Ratio/Learning Curve Notes (SJ 5/30/2014)
| 1.5.1 |  | Fabricated Circular Parts |  | 1224163.2773 | 7134673.3379 | 24460195.2075 | 41582331.8528 | 85% | 45322.5803 | 15% | 15% Default for Fab'd parts
| 1.5.2 |  | Fabricated Rectangular Parts | 0 | 231994.0902 | 1352108.8896 | 4635509.6884 | 7880366.4703 | 85% | 8174.9446 | 15% | 15% Default for Fab'd parts
| 1.5.3 |  | Ducting | 0 | 5616 | 47361.6166 | 210219.1788 | 399416.4398 | 95% | 2548.0944 | 5% | 5% Default for already mass produced parts
| 1.5.4 |  | Rotor Blades | 0 | 55017.73 | 320654.5553 | 1099317.7468 | 1868840.1695 | 85% | 1300.8167 | 15% | 15% Default for Fab'd parts
| 1.5.5 |  | Bearings | 0 | 32054.72 | 277602.0183 | 1255244.7367 | 2404104 | 95.76% | 98.0581 | 4.238% | RM3 Bearings
| 1.5.6 |  | Flex Coupling | 0 | 1400 | 11806.6708 | 52405.0659 | 99569.6253 | 95% | 77.1325 | 5% | 5% Default for already mass produced parts
| 1.5.7 |  | Generator | 0 | 35000 | 308798.9021 | 1414578.8743 | 2724478.9119 | 96.3% | 1127.4955 | 3.7% | RM3 Generator
| 1.5.8 |  | Power Electronics | 0 | 40000 | 189025.6077 | 559691.1083 | 893267.0089 | 79.8% | 952.8131 | 20.2% | RM3 Frequency Converter
| 1.5.9 |  | Mechanical Face Seal | 0 | 12000 | 107341.8413 | 496478.4083 | 960189.2417 | 96.7% | 0 | 3.3% | RM3 Seals
|  |  | Total Cost |  | 1637245.8175 | 9749373.4396 | 34183640.0152 | 58812563.7202 |  | 59601.9351
|  |  | Cost per unit | 0 | 1637245.8175 | 974937.344 | 683672.8003 | 588125.6372
| 1.5.1 | Fabricated Circular Parts
|  |  | Part Name | Part Type | Weight [kg] | Qty | Total Weight [kg] | cost per kg [$/kg] | Total Cost [$ USD] | Cost/Part [$ USD]
|  | 1.5.1.1 | Turbine Outer pipe rib | Fabricated Circular Part | 256.7755 | 13 | 3338.0818 | 30.856 | 102999.8507 | 7923.0654
|  | 1.5.1.2 | Turbine Pipe | Fabricated Circular Part | 10823.3669 | 1 | 10823.3669 | 30.856 | 333965.8089 | 333965.8089
|  | 1.5.1.3 | stator hub wall left & right stator hub | Fabricated Circular Part | 1919.9066 | 2 | 3839.8132 | 18.9544 | 72781.3546 | 36390.6773
|  | 1.5.1.4 | stator hub ring left & right stator hub | Fabricated Circular Part | 2129.3388 | 2 | 4258.6777 | 18.9544 | 80720.6803 | 40360.3402
|  | 1.5.1.5 | stator hub bearing support | Fabricated Circular Part | 260.9822 | 2 | 521.9643 | 18.9544 | 9893.5206 | 4946.7603
|  | 1.5.1.6 | Rotor hub thrust plate | Fabricated Circular Part | 1618.0291 | 2 | 3236.0582 | 18.9544 | 61337.5423 | 30668.7711
|  | 1.5.1.7 | Rotor hub outer wall | Fabricated Circular Part | 2437.369 | 1 | 2437.369 | 18.9544 | 46198.8666 | 46198.8666
|  | 1.5.1.8 | Rotor Hub rib | Fabricated Circular Part | 520.7474 | 1 | 520.7474 | 18.9544 | 9870.4537 | 9870.4537
|  | 1.5.1.9 | Blade blank area | Fabricated Circular Part | 7322.4051 | 1 | 7322.4051 | 18.9544 | 138791.7955 | 138791.7955
|  | 1.5.1.10 | Short rotor shaft body | Fabricated Circular Part | 137.0228 | 1 | 137.0228 | 59.508 | 8153.9522 | 8153.9522
|  | 1.5.1.11 | Short rotor shaft shoulder | Fabricated Circular Part | 66.6426 | 1 | 66.6426 | 59.508 | 3965.7662 | 3965.7662
|  | 1.5.1.12 | Long rotor shaft body | Fabricated Circular Part | 206.3481 | 1 | 206.3481 | 59.508 | 12279.3602 | 12279.3602
|  | 1.5.1.13 | Long Rotor shaft shoulder | Fabricated Circular Part | 66.6426 | 1 | 66.6426 | 59.508 | 3965.7662 | 3965.7662
|  | 1.5.1.14 | Bearing & shaft housing main body & seal housing | Fabricated Circular Part | 298.8159 | 2 | 597.6319 | 59.508 | 35563.8785 | 17781.9393
|  | 1.5.1.15 | Bearing & seal house flange (large OD end) | Fabricated Circular Part | 297.0748 | 2 | 594.1496 | 59.508 | 35356.6516 | 17678.3258
|  | 1.5.1.16 | Nose at ends (elliptical) --one motor end one rotor end | Fabricated Circular Part | 1143.4831 | 2 | 2286.9662 | 35.264 | 80647.5776 | 40323.7888
|  | 1.5.1.17 | Motor/generator housing--cylinderical body | Fabricated Circular Part | 3593.1685 | 1 | 3593.1685 | 35.264 | 126709.4954 | 126709.4954
|  | 1.5.1.18 | Motor/generator Housing rotor end wall | Fabricated Circular Part | 256.8522 | 1 | 256.8522 | 35.264 | 9057.6364 | 9057.6364
|  | 1.5.1.19 | Linear bearing rails (tubes) for moving the assembly | Fabricated Circular Part | 359.7906 | 2 | 719.5811 | 30.856 | 22203.3944 | 11101.6972
|  | 1.5.1.20 | Bell mouth at ocean side inlet/exit | Fabricated Circular Part | 499.0913 | 1 | 499.0913 | 59.508 | 29699.9255 | 29699.9255
| 1.5.2 | Fabricated from Rectangular Shapes
|  |  | Part Name | Part Type | Weight [kg] | Qty | Total Weight [kg] | cost per kg [$/kg] | Total Cost [$ USD] | Cost/Part [$ USD]
|  | 1.5.2.1 | Stator blades | Fabricated Rectangular Part | 205.5262 | 12 | 2466.3142 | 42.2948 | 104312.1658 | 8692.6805
|  | 1.5.2.2 | generator support struts | Fabricated Rectangular Part | 91.345 | 8 | 730.7598 | 42.2948 | 30907.3084 | 3863.4135
|  | 1.5.2.3 | generator/motor plate weldments (bolt generator feet to) | Fabricated Rectangular Part | 45.3721 | 2 | 90.7441 | 30.856 | 2800 | 1400
|  | 1.5.2.4 | assembly slide linear bearing housings | Fabricated Rectangular Part | 49.1833 | 12 | 590.1996 | 30.856 | 18211.2 | 1517.6
|  | 1.5.2.5 | 3 welded assembly feet between duct OD and linear brg hsgs | Fabricated Rectangular Part | 1338.4755 | 3 | 4015.4265 | 17.632 | 70800 | 23600
|  | 1.5.2.6 | Electronic control panel box --top & bottom | Fabricated Rectangular Part | 19.2809 | 2 | 38.5617 | 17.632 | 679.92 | 339.96
|  | 1.5.2.7 | Electronic control panel box --front & back | Fabricated Rectangular Part | 69.4111 | 2 | 138.8221 | 17.632 | 2447.712 | 1223.856
|  | 1.5.2.8 | Electronic control panel box --left & right sides | Fabricated Rectangular Part | 52.0583 | 2 | 104.1166 | 17.632 | 1835.784 | 917.892
Off-the-Shelf Components
|  |  | Part Name | Part Type | Weight [kg] | Qty | Total Weight [kg] | cost per kg [$/kg] | Total Cost [$ USD] | Cost/Part [$ USD]
| 1.5.3 | Duct Tee's |  | Ducting | 17.6951 | 144 | 2548.0944 | 2.204 | 5616 | 39
| 1.5.4 | Rotor Blades |  | Rotor Blades | 260.1633 | 5 | 1300.8167 | 42.2948 | 55017.73 | 11003.546
| 1.5.5 | Bearings
|  |  | Part Name | Part Type | Weight [kg] | Qty | Total Weight [kg] | cost per unit[$/kg] | Total Cost [$ USD] | Cost/Part [$ USD]
|  | 1.5.5.1 | Thrust bearings | Bearings | 45.0363 | 2 | 90.0726 | 9617.76 | 19235.52 | 9617.76
|  | 1.5.5.2 | Roller bearings | Bearings | 1.9964 | 4 | 7.9855 | 3204.8 | 12819.2
| 1.5.6 | Flex Coupling |  | Coupling | 77.1325 | 1 | 77.1325 | 1400 | 1400 | 1400
| 1.5.7 | Generator |  | Generator | 1127.4955 | 1 | 1127.4955 | 35000 | 35000 | 35000
| 1.5.8 | Power Electronics |  | Electronics | 952.8131 | 1 | 952.8131 | 40000 | 40000 | 40000
| 1.5.9 | Mechanical Face Seal |  | Seal | 0 | 2 | 0 | 6000 | 12000 | 6000

## 1.5
1.5 Power Take Off
Cost Summary |  |  |  | Single Unit in Mass Production | 1 | 10 | 50 | 100 | Prog Ratio | Mass (kg) |  | Learning Rate: LR = 1 - PR | Progress Ratio/Learning Curve Notes (SJ 5/30/2014)
| 1.5.1 |  | Generator | 25687.944 | 33000 | 291153.2505 | 1333745.7958 | 2568794.4026 | 96.3% | 908 |  | 3.7% | RM3 Generator
| 1.5.2 |  | Hydraulic Components | 217472.6097 | 261557.7379 | 2384987.292 | 11179961.426 | 21747260.9658 | 97.26% | 18110.3212 |  | 2.74% | RM3 Hydraulics
| 1.5.3 |  | Couplings | 234.6998 | 330 | 2783.001 | 12352.6227 | 23469.9831 | 95% | 10 |  | 5% | 5% Default for already mass produced parts
| 1.5.4 |  | Frequency Converter | 16638.3973 | 73277 | 349172.141 | 1039899.8327 | 1663839.7323 | 80% | 1200.5445 |  | 20% | RM3 Frequency Converter
| 1.5.5 |  | Step up Transformer | 12961.6874 | 17000 | 148441.4652 | 675087.8854 | 1296168.74 | 96% | 1590 |  | 4% | RM3 Transformer
| 1.5.6 |  | Control System | 4371.9714 | 5000 | 46754.526 | 223059.7657 | 437197.1407 | 98% | 0 |  | 2% | RM3 Control System
| 1.5.7 |  | Bearings | 11436.783 | 15000 | 130977.7634 | 595665.7813 | 1143678.3 | 96% | 4300 |  | 4% | RM3 Bearings
| 1.5.8 |  | Assembly, Testing, & QA | 54118.1107 | 70979.021 | 619778.2277 | 2818651.599 | 5411811.07 | 96% | 0 |  | 4% | RM3 Testing
| 1.5.9 |  | PTO Mount | 46927.3059 | 94500 | 665930.2068 | 2607072.5474 | 4692730.5853 | 90% | 10500 |  | 10% | RM3 assumed 20% but because this is primarily fabricated steel it's been lowered to 10%
| 1.5.10 |  | Other | 3973.5791 | 17500 | 83389.2281 | 248348.6916 | 397357.9065 | 80% | 0 |  | 20% | RM3 Other
|  |  | Total Cost |  | 588143.7588 | 4723367.1017 | 20733845.9475 | 39382308.8266 |  | 36618.8657
|  |  | Cost per unit | 393823.0883 | 588143.7588 | 472336.7102 | 414676.9189 | 393823.0883
RM3 to RM5 Scaling Factor (If particular price is not available)
1.2238
Single Unit PTO Breakdown (350 kW Rated Output)
|  |  | Part Name | Part Type | OEM | Part # | Qty | unit | Total Weight [kg] | cost per unit | unit | Total Cost [$ USD] | Cost/Part [$ USD] | # of parts | *Notes
|  | 1 | Hydraulic Cylinder | Hydraulic Components | - | - | 2 |  | 2500 | 28000 | $/Cylinder | 56000 | 28000 | 2 | Price Based on Press*Area*Stroke Relationships
|  | 2 | Generator | Generator | Baldor | IDDRPM405004 | 1 | - | 908 | 33000 | $/unit | 33000 | 33000 | 1 | Quote from ABB/Baldor
|  | 3 | Hydraulic Motor | Hydraulic Components | Bosch-Rexroth | A2FM500 | 1 | - | 155 | 14500 | $/unit | 14500 | 14500 | 1 | Quote from Steve Lewis (Hydraulic Controls)
|  | 4 | Motor to Generator Coupling | Couplings |  |  | 1 | - | 10 | 330 | $/unit | 330 | 330 | 1 | McMaster Curve fit rounded to nearest $50
|  | 5 | High Pressure Accumulators | Hydraulic Components | Hydac | SK600-75 | 984 | liters | 9502 | 39.5 | $/Liter | 38868 | 2989.8462 | 13 | assumes (13) 75L accumulators at $39.50/L (RM3 $/Liter Estimate)
|  | 6 | Releif Valves | Hydraulic Components | Eaton | CS-03-C50 | 4 | - | 20 | 178 | - | 712 | 178 | 4 | Estimat from www.plccenter.com | http://www.grainger.com/product/PARKER-GRESEN-Pressure-Relief-Valve-38D924?s_pp=false&picUrl=//static.grainger.com/rp/s/is/image/Grainger/38D923_AS01?$smthumb$
|  | 7 | Check Valves | Hydraulic Components | Parker | 453-2S2-6 | 8 | - | 20 | 1150 | - | 9200 | 1150 | 8 | Estimate using linear relationship from Grainger
|  | 8 | Solenoid Valves | Hydraulic Components |  |  | 1 |  |  |  |  | 3345.8042 | 3345.8042 | 1
|  | 9 | Valve Subplate | Hydraulic Components |  |  | 1 |  |  |  |  | 2457.3427 | 2457.3427 | 1
|  | 10 | Pressure Transducers | Hydraulic Components |  |  | 1 |  |  |  |  | 788.1119 | 788.1119 | 1
|  | 11 | High Pressure Filter | Hydraulic Components | Schroeder | KC-50 | 3 | - | 150 | 950 | $/unit | 2850 | 950 | 3 | Quote from Steve Lewis (Hydraulic Controls)
|  | 12 | Low Pressure Filter | Hydraulic Components | Schroeder | QF15-39 | 1 | - | 90 | 2900 | - | 2900 | 2900 | 1 | Quote from Steve Lewis (Hydraulic Controls)
|  | 13 | Reservoir | Hydraulic Components | Fabricated | - | 1 | - | 4673.3212 | 15.5 | $/kg | 72436.4791 | 72436.4791 | 1 | Assume Fabricated Cost to be about $7/lb ($15.50/kg) http://www.matche.com/equipcost/Vessel.html
|  | 14 | Plumbing (Including Flex Lines) | Hydraulic Components |  |  | 1 |  | 1000 |  |  | 42000 | 42000 |  | Based on High level length and tubing calculations (SJ)
|  | 15 | Fluid | Hydraulic Components | - | - | 500 | gallons |  | 31 | $/gal | 15500 | 31 |  | $1,700/55 gal drum (grainger.com high water content fluid)
|  | 16 | Misc | Other |  |  | 1 | - |  |  |  | 17500 | 17500 | 1
|  | 17 | Frequency Converter | Frequency Converter | ABB Baldor | ACS800-17-0580-5+C129 | 1 | - | 1200.5445 | 73277 |  | 73277 | 73277 | 1 | Quote from ABB/Baldor
|  | 18 | Assembly & Testing | Assembly, Testing, & QA |  |  | 1 | - |  |  |  | 70979.021 | 70979.021
|  | 19 | Step up Transformer | Step up Transformer | Siemens | 4GB5675-3DA05-0AA2 | 1 | - | 1590 |  |  | 17000 | 17000 | 1 | Estimate from 750kW Wind Turbine | dimensions from https://www.slo.lv/uploads/2012/katalogi/geafol_dry_en.pdf
|  | 20 | Control System | Control System |  |  | 1 | - |  |  |  | 5000 | 5000 | 1
|  | 21 | PTO Enclosure | PTO Mount | Fabricated |  | 1 | - | 6000 | 9 | $/kg | 54000 | 54000 | 1 | Assumes double the cost of structural steel for RM5 Frame
|  | 22 | PTO Enclosure to Frame Mount | PTO Mount | Fabricated |  | 1 | - | 2500 | 9 | $/kg | 22500 | 22500 | 1 | Assumes double the cost of structural steel for RM5 Frame
|  | 23 | Hinge/Flap Bearings | Bearings |  |  | 2 | - | 4300 | 7500 |  | 15000 | 7500 | 2 | Based on NREL CSM weight relationships assuming 1m ID SKF Roller Bearing
|  | 24 | Hydraulic Cylinder Mounting | PTO Mount | Fabricated |  | 2 | - | 2000 | 9 | $/kg | 18000 | 9000 | 2 | Assumes double the cost of structural steel for RM5 Frame

## 1.6
1.6 Subsystem Integration and Profit Margin
|  |  | 1 | 10 | 50 | 100
|  | Machine Cost | 4405189.4198 | 31561509.0917 | 139605309.0975 | 270349414.4266
|  |  | 10% | 10% | 10% | 10%
|  | Totals | 440518.942 | 3156150.9092 | 13960530.9097 | 27034941.4427
|  |  | 10% of Machine Cost | 10% of Machine Cost | 10% of Machine Cost | 10% of Machine Cost
Cost Estimating Notes:
1.6 | Subsystem Integration and Profit margins are difficult to estimate given the level of design of the reference model. For consistency and to make it simple, this was assumed to be 10% of the machine cost. This is probably low for single unit production scale
However, because the primary focus of the RM effort is in identifying cost reduction pathways it was decided to apply this assumption, rather then an assumption as a function of deployment scale.
In reality, a figure closer to 30% is probably more realistic at single unit scale.
Data Sources
1.6 | RE Vision Assumption

## 1.7
1.7 Installation
Cost Summary
|  |  |  | Units | 1 | 10 | 50 | 100
| 1.7.1 |  | Transport to Staging Site |  | 29750 | 297500 | 1487500 | 2975000
| 1.7.2 |  | Cable Shore Landing |  | 667000 | 767200 | 767200 | 1534000
| 1.7.3 |  | Mooring/Foundation System |  | 4549380.75 | 5339439.6667 | 8852950.3333 | 13244838.6667
| 1.7.4 |  | Cable Installation |  | 1507533.78 | 2280164.6 | 4503814.6 | 7283377.1
| 1.7.5 |  | Device Installation |  | 255202.5 | 916275 | 3854375 | 7527000
| 1.7.6 |  | Device Comissioning |  | 255202.5 | 916275 | 3854375 | 7527000
| Total |  |  |  | 7264069.53 | 10516854.2667 | 23320214.9333 | 40091215.7667
[6 empty] | # | Units
1.7.1 | Transport Cost to Staging Site |  |  |  | 1 | 10 | 50 | 100
| Mooring Components |  |  |  | 29750 | 297500 | 1487500 | 2975000
Subsea Cable
| Total |  |  |  | 29750 | 297500 | 1487500 | 2975000
[6 empty] | # | Units
1.7.2 | Cable Landing |  |  |  | 1 | 10 | 50 | 100
Notes:
- Cost from previous projects in the Pacific Northwest
- Drilling Distance: 500m
- 1 Unit would require an 8" conduit
- 10 Units would require 10" Conduit
- 50 Units would require 1 x 10" conduit
- 100 Units would require 2 x 10" conduit
- Jettable Material < 7,500 psi
| Total HDD Activities |  |  |  | 667000 | 767200 | 767200 | 1534000
[6 empty] | # | Units
1.7.3 | Mooring Installation |  |  |  | 1 | 10 | 50 | 100
Notes:
- Mooring Installation Vessel M/V Mystique or similar
- Deck space = 5100 ft^2 => 2-3 moorings can be loaded
- Fuel at $3.5/gallon
[5 empty] | 1 Unit |  |  | 10 Units |  |  | 50 Units |  |  | 100 Units
|  |  |  | # Days | Day-rate | Cost | # Days | Day-rate | Cost | # Days | Day-rate | Cost | # Days | Day-rate | Cost
| 1 | Transit (5000 miles) |  | 68.745 | 58754.2658 | 4039062 | 68.745 | 58754.2658 | 4039062 | 68.745 | 58754.2658 | 4039062 | 68.745 | 58754.2658 | 4039062
| 2 | Mob/Demob of Vessel |  | 4 |  | 422000 | 4 |  | 422000 | 4 |  | 422000 | 4 |  | 422000
| 3 | Dockside Support |  |  |  | 7350 |  |  | 73500 |  |  | 367500 |  |  | 735000
| 4 | At Dock Loading |  | 0.37 | 70485 | 26079.45 | 3.6667 | 70485 | 258445 | 18.3333 | 70485 | 1292225 | 36.6667 | 70485 | 2584450
| 5 | Transit to Site and back |  | 0.36 | 76610 | 27579.6 | 3.6 | 76610 | 275796 | 18 | 76610 | 1378980 | 36 | 76610 | 2757960
| 6 | On-Site Working |  | 0.37 | 73810 | 27309.7 | 3.6667 | 73810 | 270636.6667 | 18.3333 | 73810 | 1353183.3333 | 36.6667 | 73810 | 2706366.6667
| Total |  |  | 73.845 |  | 4549380.75 | 83.6783 |  | 5339439.6667 | 127.4117 |  | 8852950.3333 | 182.0783 |  | 13244838.6667
1.7.4 | Cable Installation
Notes:
- Cable Installation Vessel
- Support Vessel
-Cable Installation and Burial Tools
Dayrates:
|  | At Dock Mob/Demob | 66350
|  | Loading Cable | 75625
|  | Transit | 101275
|  | Cable Lay Ops | 101075
|  | Standby | 87855 |  | 1 Unit |  |  | 1 0-Unit |  |  | 50 Unit |  |  | 100 Unit
|  |  |  | # Days | Day-rate | Cost | # Days | Day-rate | Cost | # Days | Day-rate | Cost | # Days | Day-rate | Cost
Installation Process
|  | Mob/Demob CIV |  | 11 | 66350 | 729850 | 11 | 66350 | 729850 | 11 | 66350 | 729850 | 11 | 66350 | 729850
|  | Load Cable |  | 0.71 | 75625 | 53693.75 | 3.4 | 75625 | 257125 | 3.4 | 75625 | 257125 | 3.4 | 75625 | 257125
|  | Transit to Site |  | 2 | 101275 | 202550 | 2 | 101275 | 202550 | 2 | 101275 | 202550 | 2 | 101275 | 202550
|  | Install Cable & Surface Lay |  | 0.55 | 101075 | 55591.25 | 5.5 | 101075 | 555912.5 | 27.5 | 101075 | 2779562.5 | 55 | 101075 | 5559125
|  | Cable Burial and S/E |  | 3.1 | 101075 | 313332.5 | 3.1 | 101075 | 313332.5 | 3.1 | 101075 | 313332.5 | 3.1 | 101075 | 313332.5
Transit to/from Home Port
|  | Contingency | 10% | 1.736 | 87855 | 152516.28 | 2.52 | 87855 | 221394.6 | 2.52 | 87855 | 221394.6 | 2.52 | 87855 | 221394.6
| Total |  |  | 19.096 |  | 1507533.78 | 27.52 |  | 2280164.6 | 49.52 |  | 4503814.6 | 77.02 |  | 7283377.1
1.7.5 | Device Installation
Notes:
- Installation continously until complete
- Workboat (the same as used for O&M)
- 2 tugs (800-1500 HP)
- Crew Boat
| - Shoreside support |  |  |  | 1 Unit |  |  | 10 Unit |  |  | 50 Unit |  |  | 100 Unit
|  |  |  | # Days | Day-rate | Cost | # Days | Day-rate | Cost | # Days | Day-rate | Cost | # Days | Day-rate | Cost
Process
| 1 | Mob/Demob |  |  |  | 181750 |  |  | 181750 |  |  | 181750 |  |  | 181750
| 2 | Installation | 1 device per day | 1 | 66775 | 66775 | 10 | 66775 | 667750 | 50 | 66775 | 3338750 | 100 | 66775 | 6677500 | Mass of RM3 and RM5 are comparible therefore assume similar
| 3 | Contingency | 10% | 0.1 | 66775 | 6677.5 | 1 | 66775 | 66775 | 5 | 66775 | 333875 | 10 | 66775 | 667750
| Total |  |  | 1.1 |  | 255202.5 | 11 |  | 916275 | 55 |  | 3854375 | 110 |  | 7527000
1.7.6 | Device Comissioning |  |  |  | 1-Unit | 10-Units | 50-Units | 100-Units
Notes:
- Same setup as Device Installation
| Total |  |  |  | 255202.5 | 916275 | 3854375 | 7527000
Cost Estimating Notes
1.7.1
1.7.2 | See notes above in cost details
1.7.3 | See notes above in cost details
1.7.4 | See notes above in cost details
1.7.5 | See notes above in cost details
1.7.6 | See notes above in cost details
Data Sources
1.7.1 | RE Vision cost assessment
1.7.2 | RE Vision cost assessment
1.7.3 | RE Vision cost assessment
1.7.4 | RE Vision cost assessment
1.7.5 | RE Vision cost assessment
1.7.6 | RE Vision cost assessment

## 1.7 (RM3) (hidden)
1.7 Installation
Cost Summary
|  |  |  | Units | 1 | 10 | 50 | 100
| 1.7.1 |  | Transport to Staging Site |  | 29750 | 297500 | 1487500 | 2975000
| 1.7.2 |  | Cable Shore Landing |  | 667000 | 767200 | 767200 | 1534000
| 1.7.3 |  | Mooring/Foundation System |  | 3193833.55 | 3904558.5556 | 7063960.7778 | 11013213.5556
| 1.7.4 |  | Cable Installation |  | 1507533.78 | 2280164.6 | 4503814.6 | 7283377.1
| 1.7.5 |  | Device Installation |  | 255202.5 | 916275 | 3854375 | 7527000
| 1.7.6 |  | Device Commissioning |  | 255202.5 | 916275 | 3854375 | 7527000
| Total |  |  |  | 5908522.33 | 9081973.1556 | 21531225.3778 | 37859590.6556
[6 empty] | # | Units
1.7.1 | Transport Cost to Staging Site |  |  |  | 1 | 10 | 50 | 100
| Mooring Components |  |  |  | 29750 | 297500 | 1487500 | 2975000
Subsea Cable
| Total |  |  |  | 29750 | 297500 | 1487500 | 2975000
[6 empty] | # | Units
1.7.2 | Cable Landing |  |  |  | 1 | 10 | 50 | 100
Notes:
- Cost from previous projects in the Pacific Northwest
- Drilling Distance: 500m
- 1 Unit would require an 8" conduit
- 10 Units would require 10" Conduit
- 50 Units would require 1 x 10" conduit
- 100 Units would require 2 x 10" conduit
- Jettable Material < 7,500 psi
| Total HDD Activities |  |  |  | 667000 | 767200 | 767200 | 1534000
[6 empty] | # | Units
1.7.3 | Mooring Installation |  |  |  | 1 | 10 | 50 | 100
Notes:
- Mooring Installation Vessel M/V Mystique or similar
- Deck space = 5100 ft^2 => 2-3 moorings can be loaded
- Fuel at $3.5/gallon
[5 empty] | 1 Unit |  |  | 10 Units |  |  | 50 Units |  | 100 Units
|  |  |  | # Days | Day-rate | Cost | # Days | Day-rate | Cost | # Days | Day-rate | Cost | # Days | Day-rate | Cost
| 1 | Transit (5000 miles) |  | 45.83 | 58754.2658 | 2692708 | 45.83 | 58754.2658 | 2692708 | 45.83 | 58754.2658 | 2692708 | 45.83 | 58754.2658 | 2692708
| 2 | Mob/Demob of Vessel |  | 4 |  | 422000 | 4 |  | 422000 | 4 |  | 422000 | 4 |  | 422000
| 3 | Dockside Support |  |  |  | 7350 |  |  | 73500 |  |  | 367500 |  |  | 735000
| 4 | At Dock Loading |  | 0.37 | 70485 | 26079.45 | 3.6667 | 70485 | 258445 | 18.3333 | 70485 | 1292225 | 36.6667 | 70485 | 2584450
| 5 | Transit to Site and back |  | 0.24 | 76610 | 18386.4 | 2.4444 | 76610 | 187268.8889 | 12.2222 | 76610 | 936344.4444 | 24.4444 | 76610 | 1872688.8889
| 6 | On-Site Working |  | 0.37 | 73810 | 27309.7 | 3.6667 | 73810 | 270636.6667 | 18.3333 | 73810 | 1353183.3333 | 36.6667 | 73810 | 2706366.6667
| Total |  |  | 50.81 |  | 3193833.55 | 59.6078 |  | 3904558.5556 | 98.7189 |  | 7063960.7778 | 147.6078 |  | 11013213.5556
1.7.4 | Cable Installation
Notes:
- Cable Installation Vessel
- Support Vessel
-Cable Installation and Burial Tools
Dayrates:
|  | At Dock Mob/Demob | 66350
|  | Loading Cable | 75625
|  | Transit | 101275
|  | Cable Lay Ops | 101075
|  | Standby | 87855 |  | 1 Unit |  |  | 1 0-Unit |  |  | 50 Unit |  |  | 100 Unit
|  |  |  | # Days | Day-rate | Cost | # Days | Day-rate | Cost | # Days | Day-rate | Cost | # Days | Day-rate | Cost
Installation Process
|  | Mob/Demob CIV |  | 11 | 66350 | 729850 | 11 | 66350 | 729850 | 11 | 66350 | 729850 | 11 | 66350 | 729850
|  | Load Cable |  | 0.71 | 75625 | 53693.75 | 3.4 | 75625 | 257125 | 3.4 | 75625 | 257125 | 3.4 | 75625 | 257125
|  | Transit to Site |  | 2 | 101275 | 202550 | 2 | 101275 | 202550 | 2 | 101275 | 202550 | 2 | 101275 | 202550
|  | Install Cable & Surface Lay |  | 0.55 | 101075 | 55591.25 | 5.5 | 101075 | 555912.5 | 27.5 | 101075 | 2779562.5 | 55 | 101075 | 5559125
|  | Cable Burial and S/E |  | 3.1 | 101075 | 313332.5 | 3.1 | 101075 | 313332.5 | 3.1 | 101075 | 313332.5 | 3.1 | 101075 | 313332.5
Transit to/from Home Port
|  | Contingency | 10% | 1.736 | 87855 | 152516.28 | 2.52 | 87855 | 221394.6 | 2.52 | 87855 | 221394.6 | 2.52 | 87855 | 221394.6
| Total |  |  | 19.096 |  | 1507533.78 | 27.52 |  | 2280164.6 | 49.52 |  | 4503814.6 | 77.02 |  | 7283377.1
[6 empty] | # | Units
1.7.5 | Device Installation |  |  |  | 1 | 10 | 50 | 100
Notes:
- Installation continously until complete
- Workboat (the same as used for O&M)
- 2 tugs (800-1500 HP)
- Crew Boat
| - Shoreside support |  |  |  | 1 Unit |  |  | 10 Unit |  |  | 50 Unit |  |  | 100 Unit
|  |  |  | # Days | Day-rate | Cost | # Days | Day-rate | Cost | # Days | Day-rate | Cost | # Days | Day-rate | Cost
Process
| 1 | Mob/Demob |  |  |  | 181750 |  |  | 181750 |  |  | 181750 |  |  | 181750
| 2 | Installation | 1 device per day | 1 | 66775 | 66775 | 10 | 66775 | 667750 | 50 | 66775 | 3338750 | 100 | 66775 | 6677500
| 3 | Contingency | 10% | 0.1 | 66775 | 6677.5 | 1 | 66775 | 66775 | 5 | 66775 | 333875 | 10 | 66775 | 667750
| Total |  |  | 1.1 |  | 255202.5 | 11 |  | 916275 | 55 |  | 3854375 | 110 |  | 7527000
1.7.6 | Device Comissioning |  |  |  | 1-Unit | 10-Units | 50-Units | 100-Units
Notes:
- Same setup as Device Installation
| Total |  |  |  | 255202.5 | 916275 | 3854375 | 7527000
Cost Estimating Notes
1.7.1
1.7.2 | See notes above in cost details
1.7.3 | See notes above in cost details
1.7.4 | See notes above in cost details
1.7.5 | See notes above in cost details
1.7.6 | See notes above in cost details
Data Sources
1.7.1 | RE Vision cost assessment
1.7.2 | RE Vision cost assessment
1.7.3 | RE Vision cost assessment
1.7.4 | RE Vision cost assessment
1.7.5 | RE Vision cost assessment
1.7.6 | RE Vision cost assessment

## 1.8
1.8 Decomissioning
Cost Estimating Notes
1.8 | Decomissioning costs are assumed to be the same as the installation costs, because similar operational procedures will be used to remove the plant hardware as for the installation process. The key difference is that decomissioning
occurs at the end of the 20-year project life, having a minimal impact on the cost of electricty from this plant. Decomissioning costs are not represented in the CoE assessment.
Data Sources
1.8 | RE Vision Esitmate

## 1.9
1.9 Contingency
Cost Estimating Notes
1.9 | Contingency captures unknown unknowns. Given the conceptual level of design, it is likely that quite a few items are not well understood and hence costs are under-predicted.
10% is used because that is what offshore wind has been using.
Data Sources
1.9 | RE Vision Estimae

## 2.1
2.1 Insurance
Cost Summary |  |  | Units | 1 | 10 | 50 | 100
| 2.1 | Insurance |  | 262098.9707 | 1194756.8294 | 2268773.8088 | 2205917.4676
|  | Percentage Rate |  | 2% | 2% | 1% | 0.5%
Assumptions
| 1 - Unit | 2% | Note: Typical in offshore one-off projects
| 10 - Units | 2%
| 50 - Units | 1%
| 100 - Units | 0.5% | Note: Typical in Onshore Wind, assuming high technical maturity
Cost Estimating Notes
2.1 | Insurance cost is a direct function of the perceived risk of a project. Offshore Oil & Gas project are typically on the order of 2% of CAPEX. These are one-off construction projects with a relatively high risk profile (oil-spill potential etc.).
On the other end of the spectrum is land-based wind that is technologically mature with typical insurance rates on the order of 0.5%. The assumption is that for 1 and 10-unit deployment scales technology is relatively immature
It is also assumed that no investor will take the risk of building a 100-unit farm unless technology risks are perceived as being really small.
Data Sources
2.1 | RE Vision Estimate based on related project experience

## 2.2
2.2 Environmental Monitoring and Regulatory Compliance
Cost Summary |  |  | 1 | 10 | 50 | 100
| 2.2 | Environmental Monitoring and Regulatory Compliance | 465000 | 2085000 | 1785000 | 1785000
Annualized Cost Breakdown |  |  | 1-Unit | 10 Units | 50-100 Units
|  | Marine Mammals and Turtles | 75000 | 252500 | 252500
|  | Fish | 237500 | 415000 | 415000
|  | Seabirds | 30000 | 120000 | 120000
|  | Benthos | 80000 | 145000 | 145000
|  | Acoustic Characterization Monitoring | 42500 | 62500 | 62500
|  | Ecosystem Effects Seabird | 0 | 350000 | 250000
|  | Ecosystem Effects Marine Mammals & Turtles | 0 | 350000 | 250000
|  | Ecosystem Effects Fish | 0 | 350000 | 250000
|  | Acoustic Effects on Human Uses | 0 | 0 | 0
|  | Navigation | 0 | 40000 | 40000
|  | Total | 465000 | 2085000 | 1785000
Cost Estimating Notes
| 2.2 | Data directly taken from PNNL study (RM5)
Data Sources
| 2.2 | PNNL - Described in Separate Report (RM5)
PNNL Document # 23412
Copping, Geerlofs, and Hanna. "The Contribution of Environmental Siting and Permitting Requirements to the Cost of Energy for Wave Energy Devices"

## 2.3
2.3 Marine Operations
Cost Summary
|  |  |  | Units | 1 | 10 | 50 | 100
|  | 2.3 | Marine Operations |  | 75785 | 757850 | 617700 | 1235400
Vessel of Opportunity - 12-hour dayrates for Devicve Retrieval, Mooring Repair and Cable Repair
|  | Boat (incl. 4 person crew) | 8000
|  | Additional Crew | 3000
|  | Crew Boat | 3000
|  | Per Diem | 800
|  | Fuel and Consumables | 1500
|  | Total | 16300 | equivilent to RM3 Estimate due to similar mass of RM3 vs RM5
Vessel of Opportunity - 12-hour dayrates for Device Access and PTO Swap-out
|  | Boat (incl. 4 person crew) | 8000
|  | Additional Crew | 3000
|  | Per Diem | 800
|  | Fuel and Consumables | 1000
|  | Total | 38400 | RM5 PTO Assembly is 3x's heavier than RM3 therefor total was tripled. (SJ 9/9/14)
Permanent Crew Dayrate
|  | Number of Crew | 10
|  | Average Hourly Rate | 30
|  | Hours/Day | 12
|  | Overhead | 30%
|  | Total Crew-day cost | 4680
|  | Fuel and Consumables | 1000
|  | Total | 5680
Failure Rates for PTO/PCC |  |  | # Failures / Year
Hydraulic System
|  | Cylinder | 0.125 | RM3 Estimates
|  | Fixed Displacement Motor | 0.2 | RM3 Estimates
|  | Generator | 0.1 | RM3 Estimates
|  | Frequency Converter | 0.13 | RM3 Estimates
|  | Step-up Transformer | 0.07 | RM3 Estimates
|  | Bearing Assemblies | 0.2 | Assume Bearing Replacement every 5 years
| Total |  | 0.825
# of Interventions per device-year Requiring Device Recovery
| Unscheduled Structural/Mooring/Riser Cable |  | 0.1
| Device Recovery for shore-side overhaul |  | 0.25
| Total |  | 0.35
|  |  | 1 Unit | 10 Units | 50 Units | 100 Units
| # of ops-days/year |  | 0.35 | 3.5 | 17.5 | 35
| $/day |  | 16300 | 16300 | 5680 | 5680
| $/year |  | 5705 | 57050 | 99400 | 198800
# of Interventions per device-year requiring PTO retrieval
| Rebuild Hydraulic System and Oil Change |  | 1 | RM3 Estimates
| Inspect Mooring System using ROV |  | 0.5 | RM3 Estimates
| # Hydraulic System Replacements/Ops-day |  | 2 | RM3 Estimates
| Unscheduled PTO repairs |  | 0.825
| Total |  | 1.825
|  |  | 1 Unit | 10 Units | 50 Units | 100 Units
| # of Ops days/year |  | 1.825 | 18.25 | 91.25 | 182.5
| $/day |  | 38400 | 38400 | 5680 | 5680
| $/year |  | 70080 | 700800 | 518300 | 1036600
| Total Marine Ops Cost |  | 75785 | 757850 | 617700 | 1235400
Cost Estimating Notes
2.3 | Device Retreival requires significantly larger boat than RM3 due to weight, day rate multiplied by 2.5 to account for mass change (see above)
Data Sources
2.3 | RE Vision

## 2.4
2.4 Shoreside Operations
Cost Summary |  |  | Units | 1 | 10 | 50 | 100
| 2.4 | Shoreside Operations |  | 261561 | 399936 | 454692 | 674634
Staffing Levels / Cost
|  | Salary ($/year) | Burden |  |  | # of Staff |  |  |  | Staffing Costs ($/Year) |  |  | Average | 100 Units | 50 Units | 10 Units | 1 Unit
|  | Wage ($/hr) | (%) | Total | years 1-5 | 6-10 | 11-15 | 16-20 | years 1-5 | 6-10 | 11-15 | 16-20
| Site Manager Salary | 85000 | 35 | 114750 | 1 | 1 | 1 | 1 | 114750 | 114750 | 114750 | 114750 | 114750 | 114750 | 114750 | 114750 | 0
| Admin. Asst. Salary | 35000 | 35 | 47250 | 2 | 2 | 2 | 2 | 94500 | 94500 | 94500 | 94500 | 94500 | 94500 | 47250 | 47250 | 23625
| Sr. Tech Wage | 18 | 35 | 24.3 | 1 | 2 | 3 | 4 | 50544 | 101088 | 151632 | 202176 | 126360 | 126360 | 63180 | 50544 | 50544
| Jr. Tech Wage | 12 | 35 | 16.2 | 4 | 6 | 7 | 9 | 134784 | 202176 | 235872 | 303264 | 219024 | 219024 | 109512 | 67392 | 67392
| Totals | [7 empty] | 394578 | 512514 | 596754 | 714690
[12 empty] | 554634 |  | 554634 | 334692 | 279936 | 141561
Additional Cost
| Dockside Rental | 60000
| Facilities Lease | 60000
| Total | 120000
Cost Estimating Notes
2.4 | Cost of shore-side ops is estimated based on Windpact O&M cost model provided by NREL (O&M Cost Estimator_revA_22Jun2006.xls). Below are the assumptions on labor and consumables. It is assumed that the labor associated with repair are similar to wind.
Data Sources
2.4 | WindPACT study from NREL operation and matinence model

## 2.5 (RM3) (hidden)
2.5 Replacement Parts
[9 empty] | 8 yrs | http://www.mech.ed.ac.uk/research/wavepower/turbine/design%20&%20construction%20of%20vpt.htm#images_top
|  |  |  | # Units |  |  |  |  | 5 yrs | http://www.sealtd.co.uk/files/34seaclam.pdf
Cost Summary |  |  |  | 1 | 10 | 50 | 100 |  |  | USE for MEAN Failure Rate for Wells Turbine
| 2.5 | Replacement Parts |  | 62737.9 | 57285.1016 | 53757.6849 | 39208.749
Failure Rates for 100kW Reference Powertrain
| Hydraulic System |  | $/Unit | # Units | L50 | $/Year | # Failures/Year | No redundancy
|  | Hydraulic Cylinder | 9350 | 1 | 8 | 1168.75 | 0.125 | 0.125
|  | Check Valves | 408 | 4 | 20 | 81.6 | 0.05
|  | Relief Valve | 116 | 1 | 5 | 23.2 | 0.2
|  | Pressure Sensor | 225 | 2 | 8 | 56.25 | 0.125
|  | Valve Subplate | 702 | 2
|  | Accumulator | 19800 | 4
|  | HP Filter | 898 | 1
|  | Return Filter | 2568 | 1
|  | Fixed Displacement Motor | 8261 | 1 | 5 | 1652.2 | 0.2 | 0.2
|  | Reservoir | 7000 | 1
Electrical Systems
|  | Generator | 7006 | 1 | 10 | 700.6 | 0.1 | 0.1
|  | Frequency Converter | 30000 | 1 | 7.5 | 4000 | 0.13333 | 0.13333
|  | Step-up Transformer | 20000 | 1 | 15 | 1333.3333 | 0.066667 | 0.066667
External Systems
|  | Riser Cable | 88000 | 1 | 10 | 8800 | 0.1
|  | Moorings | 524775 | 1 | 20 | 26238.75 | 0.05 | 0.05
|  | Linear Guides | 30514 | 1 | 10 | 3051.4 | 0.1
| Total |  |  |  |  | 47106.0833 | 1.25 | 0.675
Scaled Powertrain at Device Rated Capacity |  |  |  | 360 | kW
| Hydraulic System |  | $/Unit | # Units | L50 | $/Year | # Failures/Year | No redundancy
|  | Hydraulic Cylinder | 33660 | 1 | 8 | 4207.5 | 0.125 | 0.125
|  | Check Valves | 1468.8 | 4 | 20 | 293.76 | 0.05
|  | Relief Valve | 417.6 | 1 | 5 | 83.52 | 0.2
|  | Pressure Sensor | 810 | 2 | 8 | 202.5 | 0.125
|  | Valve Subplate | 2527.2 | 2
|  | Accumulator | 71280 | 4
|  | HP Filter | 3232.8 | 1
|  | Return Filter | 9244.8 | 1
|  | Fixed Displacement Motor | 29739.6 | 1 | 5 | 5947.92 | 0.2 | 0.2
|  | Reservoir | 25200 | 1
| Electrical Systems |  | 0
|  | Generator | 25221.6 | 1 | 10 | 2522.16 | 0.1 | 0.1
|  | Frequency Converter | 108000 | 1 | 7.5 | 14400 | 0.13333 | 0.13333
|  | Step-up Transformer | 72000 | 1 | 15 | 4800 | 0.066667 | 0.066667
External Systems
|  | Riser Cable | 88000 | 1 | 10 | 8800 | 0.1
|  | Moorings | 524775 | 1 | 50 | 10495.5 | 0.02 | 0.02
|  | Linear Guides | 109850.4 | 1 | 10 | 10985.04 | 0.1
| Total |  |  |  |  | 62737.9 | 1.22 | 0.645
Scaled Powertrain at Device Rated Capacity in Mass Production (100-Unit Scale)
| Hydraulic System |  | $/Unit | # Units | L50 | $/Year | # Failures/Year | No redundancy
|  | Hydraulic Cylinder | 24310 | 1 | 8 | 3038.75 | 0.125 | 0.125
|  | Check Valves | 938.08 | 4 | 20 | 187.616 | 0.05
|  | Relief Valve | 277.42 | 1 | 5 | 55.484 | 0.2
|  | Pressure Sensor | 480.48 | 2 | 8 | 120.12 | 0.125
|  | Valve Subplate | 1893.32 | 2
|  | Accumulator | 23452 | 4
|  | HP Filter | 2419.56 | 1
|  | Return Filter | 6912.62 | 1
|  | Fixed Displacement Motor | 17889.3 | 1 | 5 | 3577.86 | 0.2 | 0.2
|  | Reservoir | 18590 | 1
Electrical Systems
|  | Generator | 25740 | 1 | 10 | 2574 | 0.1 | 0.1
|  | Frequency Converter | 15027.87 | 1 | 7.5 | 2003.716 | 0.13333 | 0.13333
|  | Step-up Transformer | 42900 | 1 | 15 | 2860 | 0.066667 | 0.066667
External Systems
|  | Riser Cable | 88000 | 1 | 10 | 8800 | 0.1
|  | Moorings | 472297.5 | 1 | 50 | 9445.95 | 0.02 | 0.02
|  | Linear Guides | 65452.53 | 1 | 10 | 6545.253 | 0.1
| Total |  | 806580.68 |  |  | 39208.749 | 1.22 | 0.645
| $/kW-year |  | 108.9132
| Cost Progress Ratio |  | 97.3%
Cost at Different Unit Scales |  |  |  | # | Units
|  |  | 1 | 10 | 50 | 100
| Total |  | 62737.9 | 57285.1016 | 53757.6849 | 39208.749
Cost Estimating Notes
2.5 | Mooring L50 life considers that a mooring repair results only in partial replacement
Data Sources
2.5 | RE Vision

## 2.5
2.5 Replacement Parts
# Units
Cost Summary |  |  |  | 1 | 10 | 50 | 100
| 2.5 | Replacement Parts |  | 63865.8708 | 48197.0976 | 43453.4596 | 41904.8065
Single Unit Device |  |  |  | 360.28 | kW
Single Unit Device Failure Rates
|  |  | $/Unit | # Units | L50 | $/Year | # Failures/Year
| Hydraulic System | [6 empty] | No redundancy | L50 Source
|  | Hydraulic Cylinder | 28000 | 2 | 8 | 7000 | 0.125 | 0.125 | RM3
|  | Hydraulic Motor | 14500 | 1 | 5 | 2900 | 0.2 | 0.2 | RM3
|  | High Pressure Accumulators | 2989.8462 | 13 | 12 | 3239 | 0.083333 |  | http://www.machinerylubrication.com/Read/2305/hydraulic-accumulators
|  | Releif Valves | 178 | 4 | 5 | 142.4 | 0.2
|  | Check Valves | 1150 | 8
|  | Solenoid Valves | 3345.8042 | 1
|  | Valve Subplate | 2457.3427 | 1
|  | Pressure Transducers | 788.1119 | 1 | 8 | 98.514 | 0.125 |  | RM3
|  | High Pressure Filter | 950 | 3 | 4 | 712.5 | 0.25 |  | http://www.parker.com/literature/Hydraulic%20Filter%20Division%20Europe/fdhb289uk.pdf
|  | Low Pressure Filter | 2900 | 1 | 4 | 725 | 0.25 |  | http://www.parker.com/literature/Hydraulic%20Filter%20Division%20Europe/fdhb289uk.pdf
|  | Reservoir | 72436.4791 | 1
Electrical System
|  | Generator | 33000 | 1 | 10 | 3300 | 0.1 | 0.1 | RM3
|  | Frequency Converter | 73277 | 1 | 7.5 | 9770.2667 | 0.13333 | 0.13333 | RM3
|  | Step up Transformer | 17000 | 1 | 15 | 1133.3333 | 0.066667 | 0.066667 | RM3
Mechanical Components
|  | Motor to Generator Coupling | 330 | 1 | 20 | 16.5 | 0.05 | 0.05
|  | Hinge/Flap Bearings | 7500 | 2 | 20 | 750 | 0.05 | 0.05 | RM3
|  | Riser Cable | 88000 | 1 | 10 | 8800 | 0.1 |  | RM3
|  | Mooring | 1263917.8412 | 1 | 50 | 25278.3568 | 0.02 | 0.02
| Total |  | 1612720.4252 |  |  | 63865.8708 | 1.7533 | 0.745
10 Unit Scale
Progress Ratios
|  | Hydraulics | 97.26% | *Assume Value for all Hydraulic Components
|  | Couplings | 95%
|  | Bearings | 96%
| # of Units | 10
Ten Unit Device Failure Rates
|  |  | $/Unit | # Units | L50 | $/Year | # Failures/Year
| Hydraulic System | [6 empty] | No redundancy | L50 Source
|  | Hydraulic Cylinder | 25531.5116 | 2 | 8 | 6382.8779 | 0.125 | 0.125 | RM3
|  | Hydraulic Motor | 13221.6756 | 1 | 5 | 2644.3351 | 0.2 | 0.2 | RM3
|  | High Pressure Accumulators | 2726.2604 | 13 | 12 | 2953.4488 | 0.083333 |  | http://www.machinerylubrication.com/Read/2305/hydraulic-accumulators
|  | Releif Valves | 162.3075 | 4 | 5 | 129.846 | 0.2
|  | Check Valves | 1048.6157 | 8
|  | Solenoid Valves | 3050.8371 | 1
|  | Valve Subplate | 2240.7026 | 1
|  | Pressure Transducers | 718.6317 | 1 | 8 | 89.829 | 0.125 |  | RM3
|  | High Pressure Filter | 866.2477 | 3 | 4 | 649.6858 | 0.25 |  | http://www.parker.com/literature/Hydraulic%20Filter%20Division%20Europe/fdhb289uk.pdf
|  | Low Pressure Filter | 2644.3351 | 1 | 4 | 661.0838 | 0.25 |  | http://www.parker.com/literature/Hydraulic%20Filter%20Division%20Europe/fdhb289uk.pdf
|  | Reservoir | 66050.4574 | 1
Electrical System
|  | Generator | 29115.3251 | 1 | 10 | 2911.5325 | 0.1 | 0.1 | RM3
|  | Frequency Converter | 34917.2141 | 1 | 7.5 | 4655.6285 | 0.13333 | 0.13333 | RM3
|  | Step up Transformer | 14844.1465 | 1 | 15 | 989.6098 | 0.066667 | 0.066667 | RM3
Mechanical Components
|  | Motor to Generator Coupling | 278.3001 | 1 | 20 | 13.915 | 0.05 | 0.05
|  | Hinge/Flap Bearings | 6548.8882 | 2 | 20 | 654.8888 | 0.05 | 0.05 | RM3
|  | Riser Cable | 88000 | 1 | 10 | 8800 | 0.1 |  | RM3
|  | Mooring | 833020.8313 | 1 | 50 | 16660.4166 | 0.02 | 0.02
| Total |  | 1124986.2876 |  |  | 48197.0976 | 1.7533 | 0.745
| $/kW-year |  | 133.7768
50 Unit Scale
Progress Ratios
|  | Hydraulics | 97.26% | *Assume Value for all Hydraulic Components
|  | Couplings | 95%
|  | Bearings | 96%
| # of Units | 50
| Hydraulic System |  | $/Unit | # Units | L50 | $/Year | # Failures/Year | No redundancy | L50 Source
|  | Hydraulic Cylinder | 23936.5061 | 2 | 8 | 5984.1265 | 0.125 | 0.125 | RM3
|  | Hydraulic Motor | 12395.6907 | 1 | 5 | 2479.1381 | 0.2 | 0.2 | RM3
|  | High Pressure Accumulators | 2555.9454 | 13 | 12 | 2768.9408 | 0.083333 |  | http://www.machinerylubrication.com/Read/2305/hydraulic-accumulators
|  | Releif Valves | 152.1678 | 4 | 5 | 121.7342 | 0.2
|  | Check Valves | 983.1065 | 8
|  | Solenoid Valves | 2860.2451 | 1
|  | Valve Subplate | 2100.7213 | 1
|  | Pressure Transducers | 673.7373 | 1 | 8 | 84.2172 | 0.125 |  | RM3
|  | High Pressure Filter | 812.1315 | 3 | 4 | 609.0986 | 0.25 |  | http://www.parker.com/literature/Hydraulic%20Filter%20Division%20Europe/fdhb289uk.pdf
|  | Low Pressure Filter | 2479.1381 | 1 | 4 | 619.7845 | 0.25 |  | http://www.parker.com/literature/Hydraulic%20Filter%20Division%20Europe/fdhb289uk.pdf
|  | Reservoir | 61924.151 | 1
Electrical System
|  | Generator | 26674.9159 | 1 | 10 | 2667.4916 | 0.1 | 0.1 | RM3
|  | Frequency Converter | 20797.9967 | 1 | 7.5 | 2773.0662 | 0.13333 | 0.13333 | RM3
|  | Step up Transformer | 13501.7577 | 1 | 15 | 900.1172 | 0.066667 | 0.066667 | RM3
Mechanical Components
|  | Motor to Generator Coupling | 247.0525 | 1 | 20 | 12.3526 | 0.05 | 0.05
|  | Hinge/Flap Bearings | 5956.6578 | 2 | 20 | 595.6658 | 0.05 | 0.05 | RM3
|  | Riser Cable | 88000 | 1 | 10 | 8800 | 0.1 |  | RM3
|  | Mooring | 751886.31 | 1 | 50 | 15037.7262 | 0.02 | 0.02
| Total |  | 1017938.2313 |  |  | 43453.4596 | 1.7533 | 0.745
| $/kW-year |  | 120.6102
100 Unit Scale
Progress Ratios
|  | Hydraulics | 97.26% | *Assume Value for all Hydraulic Components
|  | Couplings | 95%
|  | Bearings | 96%
| # of Units | 100
| Hydraulic System |  | $/Unit | # Units | L50 | $/Year | # Failures/Year | No redundancy | L50 Source
|  | Hydraulic Cylinder | 23280.6459 | 2 | 8 | 5820.1615 | 0.125 | 0.125 | RM3
|  | Hydraulic Motor | 12056.0488 | 1 | 5 | 2411.2098 | 0.2 | 0.2 | RM3
|  | High Pressure Accumulators | 2485.9125 | 13 | 12 | 2693.0719 | 0.083333 |  | http://www.machinerylubrication.com/Read/2305/hydraulic-accumulators
|  | Releif Valves | 147.9984 | 4 | 5 | 118.3987 | 0.2
|  | Check Valves | 956.1694 | 8
|  | Solenoid Valves | 2781.8744 | 1
|  | Valve Subplate | 2043.1616 | 1
|  | Pressure Transducers | 655.2769 | 1 | 8 | 81.9096 | 0.125 |  | RM3
|  | High Pressure Filter | 789.8791 | 3 | 4 | 592.4093 | 0.25 |  | http://www.parker.com/literature/Hydraulic%20Filter%20Division%20Europe/fdhb289uk.pdf
|  | Low Pressure Filter | 2411.2098 | 1 | 4 | 602.8024 | 0.25 |  | http://www.parker.com/literature/Hydraulic%20Filter%20Division%20Europe/fdhb289uk.pdf
|  | Reservoir | 60227.4292 | 1
Electrical System
|  | Generator | 25687.944 | 1 | 10 | 2568.7944 | 0.1 | 0.1 | RM3
|  | Frequency Converter | 16638.3973 | 1 | 7.5 | 2218.453 | 0.13333 | 0.13333 | RM3
|  | Step up Transformer | 12961.6874 | 1 | 15 | 864.1125 | 0.066667 | 0.066667 | RM3
Mechanical Components
|  | Motor to Generator Coupling | 234.6998 | 1 | 20 | 11.735 | 0.05 | 0.05
|  | Hinge/Flap Bearings | 5718.3915 | 2 | 20 | 571.8392 | 0.05 | 0.05 | RM3
|  | Riser Cable | 88000 | 1 | 10 | 8800 | 0.1 |  | RM3
|  | Mooring | 727495.4699 | 1 | 50 | 14549.9094 | 0.02 | 0.02
| Total |  | 984572.1958 |  |  | 41904.8065 | 1.7533 | 0.745
| $/kW-year |  | 116.3118
Cost at Different Unit Scales |  |  |  | # | Units
|  |  | 1 | 10 | 50 | 100
| Total |  | 63865.8708 | 48197.0976 | 43453.4596 | 41904.8065

## 2.6
2.6 Consumables
Cost Summary |  |  | Units | 1 | 10 | 50 | 100
| 2.6 | Consumables |  | 13500 | 135000 | 675000 | 1350000
Consumables include |  |  | $/year-device
| Hydraulic Oil (Biennial Replacement) |  | 7750
| HP Filters |  | 2850
| LP Filters |  | 2900
| Other |  | 1350
| Total |  | 13500
Cost Estimating Notes
2.6 | Other category rolled over from RM3
Data Sources
2.6 | RE Vision

## ARL PTO Breakdown (hidden)
Basic Steel Fabrication Estimates for Turbine Assembly--Mike Beam ARL : August 28 2013
Part Name | Part Type | Weight [kg] | Qty | Total Weight [kg] | cost per kg [$/kg] | Total Cost [$ USD] | OD | ID | area | J | Length/thickness | CADD Volume | density | Weighter per part | Quantity of item | Total Weight | Comment | Cost per pound | Total cost | Added Estimating Notes
|  | kg | - | kg | USD/kg | USD | inches | inches | in^2 | inches^4 | inches | in**3 | #/inch**3 | # |  | # |  | from Ref model 4 & 7
Turbine Outer pipe rib | Fabricated Circular Part | 256.7755 | 13 | 3338.0818 | 30.856 | 102999.8507 | 137.9 | 125 | 2663.5286 | 11533548.4094 | 0.75 |  | 0.2833 | 565.9332 | 13 | 7357.1322 |  | 14 | 102999.8507 | Engineering Experience From Past Project Estimates
Turbine Pipe | Fabricated Circular Part | 10823.3669 | 1 | 10823.3669 | 30.856 | 333965.8089 | 125 | 123.5 | 292.7485 | 1129908.6983 | 287.629 |  | 0.2833 | 23854.7006 | 1 | 23854.7006 |  | 14 | 333965.8089 | Engineering Experience From Past Project Estimates
stator hub wall left & right stator hub | Fabricated Circular Part | 1919.9066 | 2 | 3839.8132 | 18.9544 | 72781.3546 | 56.3 | 0 | 2489.3953 | 986326.4171 | 6 |  | 0.2833 | 4231.4741 | 2 | 8462.9482 | Price per pound from LSV PC4 pricing exercise early 2013 | 8.6 | 72781.3546
stator hub ring left & right stator hub | Fabricated Circular Part | 2129.3388 | 2 | 4258.6777 | 18.9544 | 80720.6803 | 56.3 | 52.3 | 341.1669 | 251822.9651 | 48.556 |  | 0.2833 | 4693.0628 | 2 | 9386.1256 | Price per pound from LSV PC4 pricing exercise early 2013 | 8.6 | 80720.6803
stator hub bearing support | Fabricated Circular Part | 260.9822 | 2 | 521.9643 | 18.9544 | 9893.5206 | 52.3 | 12.25 | 2030.373 | 732292.7437 | 1 |  | 0.2833 | 575.2047 | 2 | 1150.4094 | Price per pound from LSV PC4 pricing exercise early 2013 | 8.6 | 9893.5206
Rotor hub thrust plate | Fabricated Circular Part | 1618.0291 | 2 | 3236.0582 | 18.9544 | 61337.5423 | 43.74 | 5.25 | 1480.9228 | 359262.6372 | 8.5 |  | 0.2833 | 3566.1362 | 2 | 7132.2724 | Price per pound from LSV PC4 pricing exercise early 2013 | 8.6 | 61337.5423
Rotor hub outer wall | Fabricated Circular Part | 2437.369 | 1 | 2437.369 | 18.9544 | 46198.8666 | 56.3 | 44.3 | 948.1047 | 608230.4974 | 20 |  | 0.2833 | 5371.9612 | 1 | 5371.9612 | Price per pound from LSV PC4 pricing exercise early 2013 | 8.6 | 46198.8666
Rotor Hub rib | Fabricated Circular Part | 520.7474 | 1 | 520.7474 | 18.9544 | 9870.4537 | 44.3 | 36.3 | 506.4098 | 207639.4122 | 8 |  | 0.2833 | 1147.7272 | 1 | 1147.7272 | Price per pound from LSV PC4 pricing exercise early 2013 | 8.6 | 9870.4537
Blade blank area | Fabricated Circular Part | 7322.4051 | 1 | 7322.4051 | 18.9544 | 138791.7955 | 121.553 | 56.3 | 9114.6239 | 20445037.6296 | 6.25 |  | 0.2833 | 16138.5809 | 1 | 16138.5809 | Price per pound from LSV PC4 pricing exercise early 2013 | 8.6 | 138791.7955
Short rotor shaft body | Fabricated Circular Part | 137.0228 | 1 | 137.0228 | 59.508 | 8153.9522 | 5.25 | 0 | 21.6469 | 74.5803 | 49.245 |  | 0.2833 | 301.9982 | 1 | 301.9982 |  | 27 | 8153.9522 | Engineering Experience From Past Project Estimates
Short rotor shaft shoulder | Fabricated Circular Part | 66.6426 | 1 | 66.6426 | 59.508 | 3965.7662 | 13.878 | 5.25 | 129.6155 | 3567.0396 | 4 |  | 0.2833 | 146.8802 | 1 | 146.8802 |  | 27 | 3965.7662 | Engineering Experience From Past Project Estimates
Long rotor shaft body | Fabricated Circular Part | 206.3481 | 1 | 206.3481 | 59.508 | 12279.3602 | 5.25 | 0 | 21.6469 | 74.5803 | 74.16 |  | 0.2833 | 454.7911 | 1 | 454.7911 |  | 27 | 12279.3602 | Engineering Experience From Past Project Estimates
Long Rotor shaft shoulder | Fabricated Circular Part | 66.6426 | 1 | 66.6426 | 59.508 | 3965.7662 | 13.878 | 5.25 | 129.6155 | 3567.0396 | 4 |  | 0.2833 | 146.8802 | 1 | 146.8802 |  | 27 | 3965.7662 | Engineering Experience From Past Project Estimates
Bearing & shaft housing main body & seal housing | Fabricated Circular Part | 298.8159 | 2 | 597.6319 | 59.508 | 35563.8785 | 11.25 | 7.25 | 58.1178 | 1301.2927 | 40 |  | 0.2833 | 658.5903 | 2 | 1317.1807 | two beaing assemblies | 27 | 35563.8785 | Engineering Experience From Past Project Estimates
Bearing & seal house flange (large OD end) | Fabricated Circular Part | 297.0748 | 2 | 594.1496 | 59.508 | 35356.6516 | 22.878 | 7.25 | 369.7863 | 26623.0111 | 6.25 |  | 0.2833 | 654.7528 | 2 | 1309.5056 |  | 27 | 35356.6516 | Engineering Experience From Past Project Estimates
Nose at ends (elliptical) --one motor end one rotor end | Fabricated Circular Part | 1143.4831 | 2 | 2286.9662 | 35.264 | 80647.5776 |  |  | 0 | 0 |  | 8896 | 0.2833 | 2520.2368 | 2 | 5040.4736 |  | 16 | 80647.5776 | Engineering Experience From Past Project Estimates
Motor/generator housing--cylinderical body | Fabricated Circular Part | 3593.1685 | 1 | 3593.1685 | 35.264 | 126709.4954 | 55.74 | 51.74 | 337.6484 | 244118.7609 | 82.79 |  | 0.2833 | 7919.3435 | 1 | 7919.3435 |  | 16 | 126709.4954 | Engineering Experience From Past Project Estimates
Motor/generator Housing rotor end wall | Fabricated Circular Part | 256.8522 | 1 | 256.8522 | 35.264 | 9057.6364 | 51.74 | 11.52 | 1998.2431 | 701817.4538 | 1 |  | 0.2833 | 566.1023 | 1 | 566.1023 |  | 16 | 9057.6364 | Engineering Experience From Past Project Estimates
Linear bearing rails (tubes) for moving the assembly | Fabricated Circular Part | 359.7906 | 2 | 719.5811 | 30.856 | 22203.3944 | 5 | 4 | 7.0684 | 36.2254 | 396 |  | 0.2833 | 792.9784 | 2 | 1585.9567 | Assume steel tubing | 14 | 22203.3944 | Engineering Experience From Past Project Estimates
Bell mouth at ocean side inlet/exit | Fabricated Circular Part | 499.0913 | 1 | 499.0913 | 59.508 | 29699.9255 |  |  | 0 | 0 |  | 3882.8 | 0.2833 | 1099.9972 | 1 | 1099.9972 | Finished weight from GES CADD model | 27 | 29699.9255 | Engineering Experience From Past Project Estimates
|  | 34213.853 | 40 | 45322.5803 |  | 1224163.2773 | 0 | 0 | 0 | 0 | 0 |  | 0.2833 | 0 | 1 | 0
[15 empty] | Total Weight this sheet | 106224.044 |  | Total this sheet | 1224163.2773
Rectangular items
|  | Weight [kg] | Qty | Total Weight [kg] | cost per kg [$/kg] | Total Cost [$ USD]
Part Name | Part Type | kg | - | kg | USD/kg | USD | Width/Chord | Height/THK | Length/span | Volume | Density | Weight per item | # of item | Total W# all items | Comments | Cost per pound | Total Cost of items | Additional Estimating Notes
Stator blades | Fabricated Rectangular Part | 205.5262 | 12 | 2466.3142 | 42.2948 | 104312.1658 | 18 | 2.7 | 32.9 | 1598.94 | 0.2833 | 452.9797 | 12 | 5435.7564 | Steel --both stators | 19.19 | 104312.1658 | Used rotor blade per pound machining estimate derived from NU CON verbal rotor blade machining estimate
generator support struts | Fabricated Rectangular Part | 91.345 | 8 | 730.7598 | 42.2948 | 30907.3084 | 12 | 1.8 | 32.9 | 710.64 | 0.2833 | 201.3243 | 8 | 1610.5945 | Steel -4 each end of motor | 19.19 | 30907.3084 | Used rotor blade per pound machining estimate derived from NU CON verbal rotor blade machining estimate
generator/motor plate weldments (bolt generator feet to) | Fabricated Rectangular Part | 45.3721 | 2 | 90.7441 | 30.856 | 2800 |  | 1 |  | 0 | 0.2833 | 100 | 2 | 200 | Steel | 14 | 2800 | Engineering Experience From Past Project Estimates
assembly slide linear bearing housings | Fabricated Rectangular Part | 49.1833 | 12 | 590.1996 | 30.856 | 18211.2 |  | 0 |  | 0 | 0.2833 | 108.4 | 12 | 1300.8 | Steel | 14 | 18211.2 | Engineering Experience From Past Project Estimates
3 welded assembly feet between duct OD and linear brg hsgs | Fabricated Rectangular Part | 1338.4755 | 3 | 4015.4265 | 17.632 | 70800 |  | 0.75 |  | 0 | 0.2833 | 2950 | 3 | 8850 | Steel --GES CADD model | 8 | 70800 | Engineering Experience From Past Project Estimates
Electronic control panel box --top & bottom | Fabricated Rectangular Part | 19.2809 | 2 | 38.5617 | 17.632 | 679.92 | 30 | 0.125 | 40 | 150 | 0.2833 | 42.495 | 2 | 84.99 | Steel | 8 | 679.92 | Engineering Experience From Past Project Estimates
Electronic control panel box --front & back | Fabricated Rectangular Part | 69.4111 | 2 | 138.8221 | 17.632 | 2447.712 | 40 | 0.125 | 108 | 540 | 0.2833 | 152.982 | 2 | 305.964 | Steel | 8 | 2447.712 | Engineering Experience From Past Project Estimates
Electronic control panel box --left & right sides | Fabricated Rectangular Part | 52.0583 | 2 | 104.1166 | 17.632 | 1835.784 | 30 | 0.125 | 108 | 405 | 0.2833 | 114.7365 | 2 | 229.473 | Steel | 8 | 1835.784 | Engineering Experience From Past Project Estimates
|  |  | 43 | 8174.9446 | 216.8295 | 231994.0902 | [6 empty] | Subtotal | 18017.5779 | Pounds |  | 231994.0902
Off-the-shelf components
|  | Weight [kg] | Qty | Total Weight [kg] | cost per kg [$/kg] | Total Cost [$ USD] | Weight of item | Quantity of Item | total weight for all this item | Comment | Cost per item or per pound | Total Cost | Added estimating notes
Part Name | Part Type | kg | - | kg | USD/kg | USD
Duct Tee's | Ducting | 17.6951 | 144 | 2548.0944 | 2.204 | 5616 | 39 | 144 | 5616 | Duct axial stiffeners--fabrication cost assumed part of previous sheet | 1 | 5616 | Engineering Estimate Based On Past Experience
|  | Weight [kg] | Qty | Total Weight [kg] | cost per part [$/item] | Total Cost [$ USD]
Part Name | Part Type | kg | - | kg | USD/kg | USD
Thrust bearings | Bearings | 45.0363 | 2 | 90.0726 | 9617.76 | 19235.52 | 99.26 | 2 | 198.52 | Timken T711 | 9617.76 | 19235.52 | Quote Email Applied Industrial Tech. August 1 2013
Roller bearings | Bearings | 1.9964 | 4 | 7.9855 | 3204.8 | 12819.2 | 4.4 | 4 | 17.6 | Timken 52RIT240 | 3204.8 | 12819.2 | Quote Email Applied Industrial Tech. August 1 2013
|  | Weight [kg] | Qty | Total Weight [kg] | cost per part [$/item] | Total Cost [$ USD]
Part Name | Part Type | kg | - | kg | USD/kg | USD
Flex coupling | Coupling | 77.1325 | 1 | 77.1325 | 1400 | 1400 | 170 | 1 | 170 | Omega E80 |  | 1400 | Past Quote for 48" WT test program
|  | Weight [kg] | Qty | Total Weight [kg] | cost per part [$/item] | Total Cost [$ USD]
Part Name | Part Type | kg | - | kg | USD/kg | USD
Motor Generator | Generator | 1127.4955 | 1 | 1127.4955 | 35000 | 35000 | 2485 | 1 | 2485 | Baldor IDDRPM404006 | 35000 | 35000 | Jim Mickey REVISED 1-9-14
|  | Weight [kg] | Qty | Total Weight [kg] | cost per kg [$/kg] | Total Cost [$ USD]
Part Name | Part Type | kg | - | kg | USD/kg | USD
Rotor Blades | Rotor Blades | 260.1633 | 5 | 1300.8167 | 42.2948 | 55017.73 | 573.4 | 5 | 2867 | finished blade weights--machining only--hub blank other sheets | 19.19 | 55017.73 | $55,000 verbal estimate Aug 19 from David Bernhardt of NU Con Corp; we provide free machining steel C1119 blank with .100" excess on each side of blades. --must paint
|  | Weight [kg] | Qty | Total Weight [kg] | cost per part [$/item] | Total Cost [$ USD]
Part Name | Part Type | kg | - | kg | USD/kg | USD
Power Electronics | Power Electronics | 952.8131 | 1 | 952.8131 | 40000 | 40000 | 2100 | 1 | 2100 | ABB - acs800-17-0580-5+C129 | 40000 | 40000 | Jim Mickey REVISED 1-9-14
|  | Weight [kg] | Qty | Total Weight [kg] | cost per part [$/item] | Total Cost [$ USD]
Part Name | Part Type | kg | - | kg | USD/kg | USD
Mechancial face seal |  | 0 | 2 | 0 | 6000 | 12000 |  | 2 |  | $$ based on high pressure Sea Maverick seal 2.625" dia (this is large but low pressure) | 6000 | 12000 | see note left
Sea Mavrick seal $5115 each